## Sheet1
Heliostat height (m) | Heliostat width (m) | Number of heliostat facets - X | Number of heliostat facets - Y | Design turbine gross output (Mwe) | Full load hours of storage (hrs) | Solar multiple | Tank height (m) | Receiver diameter (m) | Receiver height (m) | Tower height (m) | Max. heliostat distance to tower height ratio | Min. heliostat distance to tower height ratio | Design point DNI (W/m2)
12.4587 | 17.1941 | 2.411 | 6.5306 | 111.46 | 11.8844 | 1.4841 | 7.3263 | 28.6878 | 21.239 | 299.123 | 6.665 | 0.75179 | 1158.48
14.937 | 5.8178 | 2.9815 | 6.9746 | 90.3102 | 7.9747 | 1.2138 | 13.0337 | 13.6637 | 11.6084 | 253.857 | 16.4471 | 1.6742 | 1147.54
7.6817 | 11.721 | 1.3842 | 9.9289 | 95.8619 | 5.7391 | 3.4129 | 8.1678 | 24.0565 | 23.7726 | 179.959 | 10.1616 | 0.86804 | 927.918
12.0338 | 11.4644 | 2.5975 | 9.8638 | 116.463 | 7.1351 | 3.5391 | 11.5212 | 10.5967 | 40.5147 | 281.63 | 16.6754 | 0.7193 | 924.863
17.7003 | 16.2437 | 1.4943 | 9.234 | 52.3222 | 8.4309 | 2.4778 | 14.0026 | 6.8892 | 24.12 | 46.388 | 21.6237 | 0.82398 | 1093.62
18.3688 | 10.1434 | 1.3157 | 8.2284 | 86.9786 | 9.5679 | 2.7106 | 13.759 | 28.1724 | 32.6511 | 112.903 | 14.6163 | 1.2145 | 1002.02
9.8456 | 6.105 | 1.1277 | 10.722 | 86.494 | 5.6477 | 2.9318 | 8.0184 | 17.2799 | 48.5483 | 139.44 | 13.1645 | 1.1527 | 1107.23
6.0834 | 10.466 | 1.7051 | 7.2614 | 135.786 | 12.602 | 1.7743 | 6.5611 | 3.5336 | 34.6095 | 137.153 | 20.1437 | 0.7065 | 931.063
15.4057 | 11.8204 | 1.5141 | 10.7715 | 91.5229 | 7.8703 | 2.592 | 19.6483 | 18.7321 | 24.3511 | 266.419 | 17.1219 | 1.4958 | 875.231
6.1461 | 14.4044 | 1.9562 | 7.1062 | 130.945 | 9.166 | 3.6043 | 8.3494 | 19.5455 | 38.2562 | 175.895 | 15.3057 | 1.8025 | 1039.68
19.6681 | 15.1836 | 2.2161 | 8.505 | 93.4019 | 11.762 | 1.7702 | 6.6657 | 2.0334 | 37.466 | 113.536 | 19.7245 | 1.3094 | 728.833
15.1193 | 19.9192 | 2.1647 | 9.709 | 98.3003 | 6.7319 | 1.398 | 16.7126 | 9.7264 | 30.3161 | 151.904 | 17.4149 | 0.63514 | 834.528
8.0017 | 10.2247 | 1.4985 | 8.9854 | 139.241 | 9.6075 | 1.1881 | 14.4051 | 11.7907 | 18.3064 | 168.642 | 16.607 | 1.8217 | 1138.31
17.8847 | 10.7533 | 2.4914 | 9.435 | 147.849 | 10.7003 | 2.8369 | 5.4809 | 6.041 | 36.5684 | 276.571 | 18.5915 | 1.0396 | 1068.64
19.6014 | 14.1798 | 2.5514 | 7.0771 | 94.4175 | 8.013 | 1.1762 | 11.1138 | 8.3489 | 45.0688 | 128.852 | 24.2191 | 1.8351 | 985.153
7.1462 | 18.8001 | 1.4472 | 8.6525 | 119.434 | 12.1549 | 2.5706 | 9.1547 | 13.8005 | 11.1754 | 142.667 | 20.7615 | 0.53018 | 1102.46
6.52 | 11.7788 | 1.1171 | 8.83 | 89.026 | 10.518 | 1.8525 | 8.9728 | 15.4733 | 23.9784 | 158.575 | 19.3816 | 1.7681 | 719.495
7.313 | 17.7229 | 1.5955 | 6.4227 | 95.3522 | 8.1803 | 1.9672 | 13.6871 | 21.5871 | 42.1908 | 151.618 | 19.9149 | 1.9591 | 1134.84
17.237 | 18.1135 | 2.6438 | 6.4815 | 105.819 | 9.4424 | 2.1059 | 5.7585 | 25.4418 | 13.3962 | 90.4363 | 21.8002 | 0.9301 | 990.159
15.4491 | 12.5233 | 1.432 | 8.096 | 67.2688 | 7.3511 | 2.7542 | 11.8516 | 9.0745 | 46.0604 | 206.257 | 14.1011 | 0.74302 | 992.731
15.6533 | 15.8216 | 2.6376 | 6.0554 | 68.3358 | 11.0699 | 1.2448 | 17.4675 | 7.7074 | 21.7098 | 167.709 | 15.103 | 0.80527 | 760.861
10.0739 | 5.3643 | 2.8533 | 9.3844 | 52.0674 | 7.4976 | 2.2666 | 11.7176 | 22.298 | 45.7385 | 174.538 | 17.5998 | 1.2205 | 1018.66
19.7193 | 13.3373 | 2.3993 | 10.7585 | 79.1021 | 7.614 | 1.9975 | 6.9254 | 12.8834 | 19.4414 | 103.43 | 6.807 | 1.3354 | 1062.82
14.5874 | 18.518 | 1.299 | 10.8998 | 70.0297 | 10.857 | 3.5549 | 9.99 | 9.046 | 9.0022 | 211.45 | 11.4308 | 1.6852 | 1185.58
8.2299 | 8.0542 | 1.9293 | 6.4561 | 141.571 | 8.6261 | 1.2222 | 16.6259 | 9.8984 | 31.3392 | 256.214 | 10.5947 | 1.7555 | 1072.86
16.3008 | 17.878 | 1.8832 | 9.8175 | 135.186 | 6.1212 | 1.2618 | 16.8409 | 25.3939 | 28.321 | 77.7726 | 17.4953 | 0.68643 | 707.187
11.7966 | 7.5247 | 1.5835 | 9.7518 | 76.9932 | 13.5598 | 1.509 | 9.2617 | 12.3814 | 14.1583 | 290.472 | 11.3422 | 0.99719 | 931.699
14.6851 | 8.9139 | 2.8057 | 5.4264 | 93.6187 | 6.5056 | 3.0313 | 9.3301 | 15.3287 | 39.1551 | 272.554 | 22.4818 | 0.67717 | 706.245
14.7336 | 12.0938 | 1.7526 | 6.2671 | 96.2658 | 7.5279 | 2.763 | 5.993 | 21.3438 | 18.9463 | 237.563 | 24.7574 | 0.5974 | 740.776
11.4689 | 18.17 | 2.8669 | 7.9866 | 128.387 | 14.6551 | 2.019 | 7.8666 | 5.4622 | 3.2313 | 207.234 | 21.0246 | 0.86658 | 1110.82
17.0446 | 13.4883 | 1.9549 | 5.0236 | 68.6296 | 12.6662 | 2.7841 | 15.4883 | 22.6349 | 15.1471 | 207.856 | 8.8885 | 1.3451 | 900.571
9.6166 | 9.1728 | 1.8756 | 9.6479 | 90.0057 | 11.4645 | 3.5776 | 5.9146 | 25.8377 | 36.3536 | 210.335 | 14.9548 | 1.6463 | 978.109
5.8745 | 10.128 | 2.7128 | 5.1464 | 115.165 | 7.5874 | 3.4028 | 12.0689 | 4.1954 | 21.6212 | 108.2 | 20.1616 | 1.0731 | 1160.4
12.0538 | 16.5014 | 2.8832 | 8.0358 | 66.4181 | 10.0025 | 2.4602 | 17.0542 | 16.9662 | 45.8602 | 220.267 | 21.6557 | 1.8444 | 812.324
5.2953 | 11.3575 | 1.7569 | 9.576 | 85.4218 | 11.7146 | 1.5992 | 14.1597 | 4.8538 | 45.2264 | 65.8388 | 16.8795 | 0.58036 | 793.36
12.8159 | 13.8524 | 1.0669 | 7.5558 | 113.776 | 7.2522 | 1.2659 | 5.1462 | 12.0437 | 35.1123 | 275.83 | 23.1997 | 1.2315 | 830.999
18.9794 | 10.8321 | 1.2054 | 7.8634 | 63.738 | 11.1403 | 1.6834 | 14.2329 | 15.7906 | 13.7348 | 264.531 | 8.9862 | 1.0232 | 920.954
8.5832 | 17.837 | 2.6076 | 5.3408 | 109.275 | 9.2726 | 2.2762 | 12.0076 | 18.2793 | 12.7744 | 204.593 | 20.4745 | 0.78059 | 1149.29
14.4948 | 14.2341 | 1.9749 | 7.4812 | 53.7251 | 6.3125 | 3.8856 | 6.1423 | 19.7456 | 41.2981 | 112.595 | 14.1407 | 0.97943 | 720.617
15.559 | 12.8613 | 1.7949 | 9.5258 | 112.527 | 11.9649 | 3.2237 | 14.8895 | 7.9803 | 20.6223 | 194.478 | 21.7306 | 1.9725 | 998.256
18.9101 | 9.6463 | 1.2402 | 6.1967 | 58.6481 | 9.9179 | 2.5312 | 9.0506 | 14.4206 | 2.8249 | 199.672 | 22.1881 | 0.98986 | 1095.89
8.7976 | 6.1363 | 2.5376 | 6.4287 | 114.09 | 5.2507 | 3.04 | 15.1352 | 15.1506 | 11.3113 | 238.479 | 14.4064 | 0.971 | 711.266
5.6729 | 17.942 | 2.4871 | 7.8257 | 114.263 | 10.9625 | 1.6462 | 10.7697 | 15.9781 | 35.9712 | 73.1396 | 21.2828 | 1.6051 | 1190.37
12.4819 | 9.2902 | 2.1304 | 10 | 82.8617 | 11.2253 | 1.0833 | 19.7658 | 17.4608 | 46.6711 | 177.567 | 14.4728 | 0.57121 | 1074.24
9.0122 | 7.3284 | 1.4867 | 9.7149 | 101.535 | 8.9951 | 1.293 | 7.807 | 25.9698 | 5.7733 | 131.252 | 18.234 | 1.2043 | 869.907
16.5151 | 7.2484 | 2.2491 | 10.0328 | 117.667 | 6.2589 | 1.6315 | 10.963 | 10.9851 | 4.5879 | 279.791 | 8.6073 | 1.2057 | 761.63
5.7084 | 18.9481 | 2.2645 | 6.8015 | 58.3576 | 5.9144 | 1.1332 | 18.2157 | 29.6003 | 28.0044 | 146.088 | 12.3202 | 1.7082 | 816.619
7.4016 | 13.0223 | 1.1948 | 5.6034 | 99.0798 | 6.7597 | 1.2882 | 14.4415 | 14.2238 | 28.1641 | 267.038 | 23.5944 | 0.63277 | 1123.57
19.8205 | 19.1637 | 2.3268 | 6.2244 | 123.006 | 8.7482 | 1.5345 | 19.6089 | 22.3576 | 40.6196 | 252.48 | 16.0592 | 1.6916 | 730.923
14.2364 | 14.6591 | 2.5751 | 8.4586 | 120.007 | 12.7347 | 3.5837 | 14.0913 | 19.9244 | 29.3055 | 157.947 | 20.8876 | 1.1506 | 1192.16
11.8963 | 5.1654 | 1.947 | 9.5058 | 132.627 | 14.2799 | 2.177 | 15.8964 | 5.5728 | 26.1132 | 240.798 | 13.4601 | 1.5931 | 1126.59
16.2031 | 17.3816 | 1.4376 | 5.6523 | 125.426 | 11.743 | 2.9434 | 18.3821 | 3.6806 | 47.2456 | 156.373 | 22.6589 | 1.0045 | 893.287
8.7832 | 5.0764 | 2.5191 | 8.7484 | 103.181 | 14.7544 | 2.1417 | 9.7801 | 7.1962 | 40.397 | 93.649 | 15.8543 | 1.4859 | 891.127
19.0747 | 14.7896 | 2.7705 | 8.5287 | 97.2786 | 12.8219 | 1.3388 | 8.7965 | 15.5653 | 33.9969 | 104.962 | 11.2005 | 1.8958 | 1055.98
9.0258 | 7.3115 | 2.3443 | 9.9871 | 102.374 | 7.3099 | 3.281 | 13.3113 | 24.7006 | 5.6167 | 236.811 | 9.512 | 1.9458 | 876.923
11.9111 | 8.3483 | 1.1811 | 5.836 | 147.119 | 10.7832 | 3.339 | 12.4127 | 8.0885 | 38.391 | 198.557 | 16.7834 | 0.50818 | 1056.46
14.3067 | 11.8618 | 1.2519 | 10.0544 | 71.7263 | 8.1358 | 1.5104 | 12.5677 | 14.8787 | 16.0306 | 163.525 | 9.1726 | 1.1613 | 1138.85
15.3468 | 7.0662 | 1.3665 | 5.9386 | 137.532 | 9.6505 | 3.8235 | 11.432 | 3.9813 | 17.1237 | 211.672 | 14.6493 | 1.8257 | 754.077
7.9838 | 8.8053 | 2.3228 | 6.9309 | 119.538 | 14.1436 | 1.5257 | 8.7813 | 28.5726 | 8.9123 | 52.7881 | 18.8229 | 0.7764 | 849.307
16.8633 | 11.883 | 2.649 | 5.6657 | 103.878 | 14.8394 | 1.1454 | 18.4064 | 19.1756 | 35.2734 | 236.218 | 18.4137 | 1.0774 | 1097.56
9.9368 | 8.7637 | 1.7313 | 5.4432 | 147.533 | 9.366 | 3.4899 | 19.8196 | 20.5609 | 22.7841 | 203.764 | 22.1346 | 1.0954 | 768.447
5.5107 | 14.629 | 2.7656 | 5.5828 | 131.765 | 11.6356 | 2.7614 | 16.4674 | 20.2137 | 30.2036 | 124.491 | 22.2862 | 1.3918 | 1059.64
19.1703 | 15.2508 | 2.7639 | 8.5538 | 136.146 | 8.5519 | 2.3214 | 8.5901 | 16.5736 | 34.8803 | 147.302 | 16.3083 | 1.1867 | 949.641
15.0634 | 15.4857 | 1.7613 | 5.9859 | 62.8535 | 14.0285 | 3.0043 | 18.0339 | 29.6482 | 47.4168 | 205.084 | 14.1944 | 1.5962 | 1194.38
10.7483 | 14.3055 | 2.1544 | 10.6247 | 83.4798 | 14.0051 | 2.8699 | 10.3405 | 21.1195 | 31.7628 | 199.7 | 22.8366 | 1.3386 | 744.5
5.0522 | 5.6764 | 2.5745 | 10.3672 | 84.8465 | 8.039 | 2.4977 | 18.7687 | 21.4083 | 10.4598 | 189.46 | 12.3804 | 1.5423 | 803.602
6.0376 | 8.4788 | 2.4001 | 7.6756 | 87.6164 | 13.1649 | 2.6599 | 15.4163 | 11.17 | 27.2412 | 297.437 | 18.9126 | 0.81763 | 955.027
6.9383 | 13.3795 | 2.5068 | 10.8064 | 131.344 | 8.7548 | 1.2375 | 16.1974 | 10.084 | 16.6759 | 132.428 | 11.6488 | 1.3624 | 1035.92
13.1653 | 17.0282 | 2.0788 | 7.8662 | 106.764 | 5.3481 | 2.9074 | 6.2476 | 8.5351 | 36.4686 | 188.42 | 20.6936 | 0.85377 | 1006.55
10.9803 | 5.4199 | 2.2683 | 5.1591 | 91.3189 | 11.1631 | 2.2872 | 15.2062 | 22.2294 | 4.195 | 171.865 | 18.1088 | 0.54239 | 847.47
9.6865 | 13.4725 | 2.5631 | 6.686 | 64.2647 | 7.0662 | 2.0064 | 5.7127 | 4.8329 | 36.8434 | 92.1997 | 17.2691 | 0.55946 | 1142.99
9.9507 | 8.3781 | 2.9036 | 9.493 | 109.958 | 10.5537 | 3.2593 | 13.9073 | 19.6456 | 24.9516 | 181.508 | 21.8579 | 1.6602 | 945.303
18.5351 | 18.7087 | 2.9333 | 6.3086 | 118.548 | 7.8075 | 1.0027 | 14.5778 | 1.8195 | 19.292 | 239.598 | 22.6845 | 1.1434 | 1161.99
10.4736 | 19.3266 | 1.2234 | 9.9587 | 141.896 | 7.1988 | 2.9941 | 8.0764 | 7.8391 | 47.659 | 176.343 | 17.3254 | 1.2658 | 736.855
12.5016 | 8.6606 | 2.7174 | 10.4878 | 77.9472 | 12.1337 | 2.0823 | 15.6447 | 19.0767 | 7.0613 | 228.044 | 23.899 | 1.9538 | 742.86
16.8232 | 8.5729 | 1.896 | 7.4397 | 73.2438 | 7.1634 | 1.281 | 17.736 | 28.8745 | 17.7499 | 233.555 | 19.4881 | 0.86368 | 882.653
9.8318 | 14.0762 | 1.9245 | 10.3515 | 91.7562 | 5.3996 | 2.367 | 18.1656 | 12.3992 | 37.6309 | 136.281 | 6.3602 | 1.449 | 1105.23
14.5527 | 14.7825 | 1.5677 | 9.9784 | 107.807 | 13.7108 | 2.0619 | 18.9002 | 24.9542 | 29.9542 | 261.047 | 21.4592 | 1.1948 | 727.97
17.6059 | 5.9189 | 1.3316 | 5.056 | 95.7166 | 5.521 | 3.8985 | 7.4324 | 9.2967 | 20.4268 | 169.445 | 10.7229 | 1.9931 | 784.779
10.9383 | 8.8546 | 2.232 | 10.4349 | 84.2418 | 6.3663 | 2.7289 | 10.5983 | 4.2865 | 14.8781 | 263.54 | 22.7726 | 1.8892 | 912.239
7.7651 | 16.2982 | 2.1498 | 10.6371 | 64.8184 | 7.3831 | 3.535 | 11.7987 | 23.6593 | 9.6257 | 110.132 | 8.1686 | 1.2691 | 781.38
9.7408 | 5.8852 | 1.6469 | 5.0104 | 88.6899 | 6.5567 | 1.0374 | 9.2904 | 5.715 | 38.7914 | 93.259 | 17.7428 | 0.92738 | 943.518
18.4725 | 16.1967 | 2.4764 | 8.6793 | 75.57 | 6.4697 | 1.749 | 16.145 | 18.7867 | 2.1834 | 169.834 | 24.3029 | 1.3583 | 1151.17
7.1175 | 16.3927 | 2.3733 | 8.8767 | 53.4442 | 12.3781 | 1.3739 | 7.3965 | 27.849 | 31.016 | 271.232 | 21.4334 | 1.6389 | 1036.37
6.8071 | 11.67 | 2.907 | 9.0859 | 124.411 | 5.1446 | 2.1833 | 7.084 | 17.739 | 15.8725 | 232.73 | 22.0998 | 0.83013 | 1069.36
15.2604 | 11.3029 | 1.829 | 10.1501 | 130.197 | 13.9131 | 2.1962 | 15.7196 | 27.1059 | 35.5535 | 269.034 | 8.5538 | 1.3645 | 1155.05
5.6304 | 12.9549 | 1.9819 | 9.7948 | 62.643 | 8.2987 | 1.1971 | 17.2738 | 8.1521 | 22.8867 | 126.973 | 17.0603 | 1.5548 | 794.384
9.9929 | 14.5351 | 1.1122 | 5.5621 | 119.914 | 13.0981 | 2.4861 | 12.1424 | 24.4433 | 43.6276 | 258.474 | 14.4302 | 1.0465 | 1164.72
13.8192 | 5.242 | 1.0839 | 10.1198 | 127.064 | 8.8782 | 1.4545 | 19.989 | 20.7253 | 6.5929 | 119.287 | 7.9326 | 1.4681 | 880.717
10.2778 | 6.8472 | 1.7267 | 8.1809 | 120.856 | 12.638 | 3.6605 | 15.7902 | 13.4542 | 41.1289 | 102.033 | 13.6815 | 1.7259 | 1064.3
16.266 | 15.5651 | 1.2102 | 5.2234 | 136.376 | 8.937 | 1.8279 | 9.4009 | 9.8226 | 25.7367 | 268.363 | 15.8283 | 1.9824 | 1000.1
12.7164 | 14.3745 | 1.109 | 5.7084 | 86.0891 | 8.6042 | 1.4575 | 12.334 | 28.9181 | 2.3973 | 223.64 | 9.5476 | 0.71747 | 1061.04
5.5329 | 16.7712 | 1.5004 | 6.6756 | 111.971 | 6.9518 | 1.5433 | 16.6807 | 13.6881 | 8.4648 | 69.9403 | 22.0125 | 1.7871 | 1187.64
7.1799 | 19.695 | 1.2903 | 5.8025 | 147.33 | 13.8906 | 1.623 | 5.6037 | 29.2647 | 17.253 | 216.929 | 24.4212 | 1.9785 | 888.342
12.3925 | 13.7256 | 2.1351 | 10.3997 | 68.236 | 10.0687 | 2.1852 | 5.6992 | 26.0693 | 41.9666 | 184.604 | 24.6188 | 0.93227 | 1195.16
17.7731 | 11.5707 | 2.4348 | 7.6333 | 83.8106 | 10.5758 | 2.255 | 7.9458 | 22.7619 | 24.6515 | 143.939 | 11.9065 | 1.621 | 995.155
18.6803 | 11.5579 | 1.398 | 6.8394 | 148.399 | 5.8881 | 1.4073 | 8.3878 | 22.9304 | 38.1494 | 78.9733 | 15.1275 | 0.73893 | 1182.81
19.8919 | 14.9252 | 1.9777 | 7.7585 | 55.5305 | 8.3315 | 1.8708 | 16.7399 | 15.8742 | 26.4277 | 99.6496 | 15.1747 | 0.84714 | 899.786
13.4518 | 16.0176 | 1.9082 | 5.2904 | 61.5052 | 8.3559 | 2.2011 | 7.0068 | 21.2849 | 13.9817 | 253.083 | 19.0648 | 0.7997 | 982.27
6.3904 | 19.074 | 2.8869 | 5.405 | 70.7935 | 13.0356 | 3.8423 | 7.8205 | 18.1967 | 23.4567 | 185.96 | 14.7177 | 0.87895 | 897.627
18.1987 | 5.8375 | 1.006 | 7.6036 | 110.505 | 10.9255 | 2.6777 | 17.3149 | 9.9611 | 47.8991 | 275.566 | 18.7597 | 1.8606 | 1107.75
8.1601 | 10.9771 | 1.6012 | 10.588 | 56.2652 | 8.5991 | 1.3819 | 6.2243 | 4.7633 | 48.9279 | 247.873 | 16.5143 | 1.247 | 1076.32
7.7179 | 13.1096 | 1.2841 | 7.5411 | 53.8379 | 14.1759 | 2.7916 | 17.5068 | 23.9372 | 8.5638 | 128.967 | 18.1595 | 1.2554 | 1146.1
14.6146 | 9.3154 | 2.1203 | 8.261 | 66.1144 | 6.1639 | 1.0825 | 9.636 | 26.5445 | 22.132 | 167.052 | 24.0654 | 1.4231 | 1050.45
9.8985 | 8.1024 | 2.2046 | 8.4337 | 127.506 | 10.079 | 1.5519 | 6.0317 | 23.2489 | 23.3149 | 224.732 | 9.6441 | 0.74449 | 912.506
9.4593 | 7.6589 | 2.3079 | 8.0605 | 61.3973 | 7.4569 | 3.1721 | 5.4939 | 7.3349 | 43.297 | 68.3625 | 19.5907 | 1.5263 | 1132.19
17.9741 | 9.4966 | 1.9962 | 5.4198 | 63.7651 | 9.8943 | 3.2158 | 13.3376 | 20.706 | 44.2092 | 227.296 | 11.6835 | 1.6099 | 916.725
10.6104 | 6.4203 | 2.0626 | 9.5986 | 115.474 | 8.8718 | 2.9749 | 13.8457 | 7.9249 | 25.2537 | 221.36 | 23.0552 | 1.6701 | 1096.51
8.4117 | 11.6325 | 2.654 | 6.4013 | 94.6191 | 13.7353 | 2.807 | 12.3032 | 11.7148 | 13.4982 | 278.832 | 23.7358 | 0.69595 | 752.78
13.0053 | 15.5918 | 2.8422 | 5.246 | 127.867 | 7.5667 | 1.4994 | 6.4654 | 26.1702 | 8.3399 | 115.039 | 9.0334 | 0.91392 | 703.88
11.5371 | 9.8807 | 1.4541 | 6.9194 | 119.081 | 5.4118 | 1.8941 | 13.4894 | 17.9454 | 44.1137 | 126.142 | 19.815 | 0.89207 | 993.842
18.4412 | 13.5936 | 1.6372 | 10.4666 | 140.273 | 9.9907 | 1.2729 | 6.7382 | 26.796 | 49.9599 | 294.113 | 7.996 | 0.53924 | 1033.77
9.3167 | 17.1342 | 1.3469 | 7.4029 | 57.1345 | 9.1023 | 3.0684 | 19.9188 | 19.5917 | 10.8937 | 247.351 | 23.6624 | 0.50151 | 1088.43
19.7687 | 9.2351 | 1.0713 | 8.5687 | 77.2857 | 8.6892 | 3.7454 | 7.7575 | 14.9312 | 25.0752 | 209.361 | 24.3547 | 1.4057 | 1053.58
13.0634 | 11.9898 | 1.8498 | 10.6026 | 64.6852 | 11.0997 | 3.5157 | 14.1416 | 6.9718 | 43.2262 | 67.0485 | 20.4065 | 1.1238 | 859.364
15.1702 | 13.264 | 2.6925 | 5.8871 | 123.656 | 7.4226 | 1.9677 | 17.4392 | 10.8014 | 42.6833 | 140.196 | 13.395 | 1.6633 | 1112.3
5.4249 | 17.5207 | 2.9455 | 10.2449 | 129.063 | 5.1729 | 1.6166 | 16.4967 | 21.2169 | 40.812 | 174.971 | 13.3371 | 0.78979 | 1174.85
16.1476 | 9.6004 | 1.8229 | 7.1761 | 59.4521 | 14.9244 | 3.688 | 19.8781 | 20.6246 | 30.7629 | 104.435 | 22.7527 | 1.4725 | 973.021
7.5005 | 19.8114 | 2.4566 | 9.151 | 75.299 | 12.5443 | 2.9809 | 15.5767 | 28.0481 | 36.2696 | 297.864 | 17.816 | 1.9221 | 1173.02
9.2633 | 9.7988 | 1.5062 | 9.5519 | 89.5367 | 5.7729 | 3.6216 | 6.9118 | 18.4129 | 44.3856 | 257.562 | 22.9214 | 1.054 | 1010.57
10.7794 | 16.1559 | 2.3009 | 10.0646 | 127.275 | 5.1241 | 3.8161 | 14.9195 | 5.8772 | 28.5207 | 218.15 | 7.235 | 0.89534 | 868.647
7.5408 | 18.2284 | 1.3593 | 6.6535 | 102.214 | 10.818 | 1.7973 | 11.7593 | 18.3297 | 18.7713 | 136.061 | 10.261 | 1.4098 | 1156.74
5.0181 | 10.9139 | 2.2576 | 5.676 | 78.4245 | 5.955 | 2.6551 | 5.2343 | 7.7964 | 10.5948 | 281.531 | 14.7547 | 0.76193 | 722.75
16.5609 | 9.3573 | 1.0239 | 6.7302 | 107.684 | 12.5733 | 1.107 | 8.885 | 2.6733 | 5.1419 | 206.586 | 8.299 | 1.8663 | 997.271
8.3223 | 13.7784 | 2.7786 | 6.046 | 50.1079 | 13.6326 | 1.3066 | 12.813 | 2.202 | 44.3485 | 195.435 | 15.2623 | 0.84151 | 902.348
17.8127 | 18.2506 | 2.5134 | 7.2714 | 52.6024 | 6.888 | 2.8299 | 13.5303 | 28.7785 | 5.4094 | 72.2798 | 18.5145 | 1.5152 | 810.065
5.133 | 12.1699 | 1.0547 | 5.8706 | 65.7244 | 9.3339 | 3.6762 | 12.86 | 9.5035 | 34.4396 | 282.477 | 15.9488 | 1.4457 | 989.158
16.727 | 13.7704 | 2.3165 | 10.2542 | 62.4037 | 7.9356 | 1.7345 | 18.4695 | 11.358 | 2.2461 | 274.433 | 8.3407 | 1.0311 | 919.669
9.1017 | 15.9168 | 1.4047 | 8.7679 | 76.0509 | 6.3449 | 1.6977 | 10.4227 | 15.0272 | 38.6704 | 254.822 | 12.6989 | 0.96766 | 891.744
9.1826 | 8.9726 | 2.1766 | 6.3481 | 142.802 | 6.7159 | 3.9632 | 19.1298 | 13.4937 | 33.0323 | 250.472 | 22.9879 | 1.1596 | 905.62
7.0412 | 6.812 | 2.1033 | 9.1392 | 110.821 | 8.7767 | 2.212 | 12.7366 | 4.957 | 6.6544 | 256.865 | 16.7637 | 1.2876 | 872.438
12.6044 | 11.9672 | 2.4969 | 7.3174 | 125.635 | 13.1783 | 3.9106 | 12.1752 | 15.7445 | 36.7243 | 197.649 | 18.481 | 1.4864 | 1114.29
18.1578 | 16.5982 | 2.3855 | 8.8658 | 107.295 | 13.3729 | 2.0771 | 6.3501 | 23.8683 | 32.0516 | 270.251 | 8.4303 | 0.73042 | 889.87
14.6383 | 12.7382 | 2.9764 | 10.3778 | 131.109 | 12.834 | 1.6083 | 9.7452 | 19.4515 | 2.999 | 171.238 | 7.6374 | 0.80887 | 1040.2
7.5769 | 11.1205 | 1.613 | 10.7804 | 56.6925 | 5.0548 | 3.0234 | 10.0317 | 26.9632 | 39.2452 | 163.716 | 17.8775 | 1.3688 | 934.15
7.6265 | 6.2061 | 1.7827 | 7.577 | 126.263 | 13.451 | 1.2541 | 19.5452 | 25.2905 | 21.1799 | 76.6772 | 15.9774 | 1.9345 | 1091.34
6.5608 | 15.8819 | 2.336 | 7.6854 | 71.3398 | 14.5799 | 2.7949 | 16.2718 | 21.7329 | 23.8098 | 280.242 | 13.2565 | 0.97521 | 843.723
18.8195 | 18.6861 | 1.7457 | 9.2475 | 131.501 | 5.7244 | 2.4731 | 5.4173 | 13.8475 | 14.6551 | 267.916 | 7.8786 | 1.3857 | 1075.97
18.237 | 12.6325 | 1.5922 | 10.4205 | 135.556 | 8.4151 | 1.9773 | 13.7754 | 13.2826 | 29.2355 | 173.605 | 17.6686 | 1.2761 | 1116.5
19.2117 | 16.4701 | 1.0999 | 5.3016 | 144.84 | 7.0412 | 2.8932 | 16.797 | 27.0971 | 14.8054 | 248.901 | 21.1763 | 1.2989 | 961.314
17.0084 | 16.889 | 1.0124 | 5.2054 | 106.153 | 8.1086 | 2.2343 | 6.5307 | 26.7309 | 22.6736 | 264.883 | 9.0921 | 1.3243 | 929.573
19.3751 | 13.1404 | 2.376 | 7.4574 | 73.6634 | 12.8898 | 1.4302 | 9.8567 | 16.5925 | 5.2408 | 228.886 | 7.3209 | 0.90188 | 974.449
13.3897 | 11.6936 | 2.2393 | 8.703 | 121.623 | 9.2385 | 3.2341 | 7.7184 | 25.7174 | 29.1319 | 259.711 | 12.0856 | 0.61511 | 853.869
12.6142 | 6.7654 | 1.6348 | 9.1583 | 112.408 | 11.6739 | 3.102 | 11.8836 | 14.4106 | 33.5708 | 293.132 | 6.3885 | 1.4204 | 1083.08
10.8249 | 6.6965 | 1.1516 | 10.6453 | 118.864 | 14.7329 | 1.5563 | 9.5604 | 5.3332 | 10.3573 | 262.532 | 15.5 | 0.71165 | 1009.08
17.6697 | 12.0864 | 2.7275 | 7.583 | 63.1823 | 12.278 | 3.3636 | 12.2216 | 26.0907 | 6.2731 | 290.172 | 9.4412 | 1.8338 | 975.376
8.2758 | 16.8383 | 1.9124 | 6.7914 | 58.8914 | 9.5912 | 2.9202 | 17.1937 | 7.4577 | 37.8372 | 56.9229 | 16.554 | 1.9389 | 1144.36
6.1929 | 7.6227 | 2.0481 | 5.9936 | 133.622 | 10.1342 | 3.2798 | 19.4103 | 29.4752 | 23.0612 | 283.969 | 23.7883 | 0.87713 | 1162.68
15.3761 | 8.718 | 1.8109 | 10.7084 | 61.9884 | 9.3752 | 3.7286 | 14.0569 | 25.137 | 24.8171 | 272.784 | 24.8781 | 1.1161 | 1090.25
19.94 | 9.1129 | 1.5785 | 7.6124 | 57.6968 | 8.6557 | 3.4397 | 11.9021 | 23.3414 | 27.7166 | 64.8922 | 18.5493 | 0.50547 | 1159.88
13.9761 | 14.4472 | 2.1562 | 8.7613 | 81.5936 | 8.9717 | 2.9141 | 5.3524 | 8.3076 | 47.5445 | 262.368 | 18.3319 | 1.5052 | 970.87
12.7649 | 15.8487 | 2.9365 | 5.7594 | 54.0263 | 11.9239 | 3.1265 | 13.1302 | 4.9946 | 48.3235 | 160.521 | 9.6697 | 1.8513 | 968.562
16.7975 | 13.0979 | 2.6621 | 10.2691 | 90.8766 | 10.3596 | 2.5411 | 5.5738 | 24.5125 | 35.4046 | 189.268 | 20.2155 | 1.3186 | 982.62
5.2223 | 10.4967 | 1.1764 | 9.4781 | 121.107 | 11.2716 | 1.384 | 16.3264 | 28.2296 | 16.705 | 150.019 | 24.954 | 0.82062 | 967.192
18.2466 | 7.5056 | 2.3595 | 7.8849 | 83.6511 | 13.4089 | 1.1026 | 10.8576 | 12.6595 | 46.8471 | 159.668 | 13.6415 | 1.553 | 953.452
10.6604 | 16.7911 | 2.7573 | 7.7754 | 143.611 | 9.8021 | 1.6938 | 14.217 | 9.4652 | 8.1851 | 287.591 | 17.4799 | 1.7613 | 1025.62
6.6993 | 18.492 | 2.4375 | 9.8884 | 70.4374 | 11.9303 | 1.7161 | 18.159 | 15.5931 | 47.0325 | 217.601 | 17.0735 | 1.7585 | 866.595
8.4621 | 15.2044 | 2.2142 | 6.5015 | 69.2549 | 10.7571 | 2.4246 | 7.8928 | 20.8265 | 44.6571 | 155.491 | 23.5451 | 0.59933 | 903.745
5.1595 | 19.5028 | 1.025 | 5.0988 | 132.413 | 11.4025 | 1.8166 | 13.5965 | 29.097 | 31.625 | 292.507 | 6.6064 | 1.6016 | 715.732
10.4112 | 7.4412 | 1.7018 | 7.3747 | 103.744 | 11.3346 | 3.0882 | 10.288 | 14.4923 | 16.3712 | 190.695 | 21.1482 | 0.90644 | 1130.08
19.4352 | 9.8391 | 2.9587 | 6.1734 | 145.453 | 6.8662 | 3.3939 | 7.6767 | 23.5006 | 43.1151 | 121.786 | 13.8363 | 1.4165 | 1170.62
9.5972 | 8.5116 | 2.9162 | 9.7339 | 82.4786 | 14.6822 | 1.8884 | 9.486 | 16.4497 | 26.865 | 212.773 | 21.3233 | 1.1063 | 874.021
17.7457 | 18.9015 | 1.2452 | 6.6043 | 72.4155 | 11.5584 | 2.3948 | 15.9945 | 3.0483 | 6.4202 | 273.592 | 10.949 | 0.93891 | 941.77
8.2212 | 5.116 | 1.6871 | 7.2483 | 62.2187 | 8.3082 | 3.0828 | 6.9815 | 22.418 | 27.4362 | 209.143 | 14.5195 | 1.9264 | 732.938
8.6299 | 10.2971 | 2.1193 | 7.2184 | 51.7792 | 13.8189 | 3.7558 | 10.4872 | 3.8052 | 23.2913 | 183.108 | 24.0311 | 1.395 | 959.508
13.9384 | 6.3026 | 2.4701 | 9.3685 | 72.5752 | 9.7325 | 1.6665 | 6.8039 | 20.1083 | 25.7597 | 165.98 | 6.0753 | 0.52334 | 972.085
8.8292 | 19.3928 | 1.642 | 8.5236 | 149.816 | 11.319 | 2.4122 | 15.3607 | 27.5141 | 15.8208 | 231.507 | 15.025 | 1.8795 | 1006.13
12.1268 | 14.1272 | 1.1977 | 5.3264 | 128.677 | 9.6306 | 1.9017 | 13.3681 | 11.9112 | 22.003 | 287.376 | 9.9347 | 1.6571 | 1083.95
7.3276 | 11.2144 | 2.8271 | 6.1068 | 118.254 | 9.544 | 3.8021 | 5.1876 | 23.1233 | 9.8469 | 123.83 | 12.6819 | 1.2122 | 861.819
19.4506 | 7.8172 | 1.5244 | 5.5131 | 82.0338 | 6.7942 | 1.7627 | 14.6703 | 8.7627 | 18.6905 | 91.7213 | 20.8204 | 1.7183 | 922.166
5.3218 | 6.3788 | 2.6184 | 5.8425 | 87.1101 | 9.961 | 2.9682 | 17.6859 | 10.8646 | 42.8087 | 202.172 | 11.7243 | 1.9558 | 1153.43
6.9916 | 12.6617 | 1.8691 | 8.1321 | 142.411 | 12.3526 | 2.1491 | 13.0735 | 17.1793 | 13.2414 | 295.339 | 6.2444 | 1.2305 | 1011.52
7.2729 | 19.9908 | 2.5027 | 5.5946 | 105.369 | 6.0453 | 3.7217 | 8.927 | 8.6562 | 27.1204 | 108.514 | 19.4293 | 1.5889 | 979.94
15.8418 | 6.1704 | 2.9882 | 6.6462 | 51.6665 | 6.6506 | 3.9412 | 14.6092 | 20.1709 | 24.5714 | 235.568 | 8.4143 | 1.1102 | 1094.11
8.6581 | 19.6353 | 2.4225 | 6.2905 | 97.1857 | 8.2397 | 3.5719 | 9.5259 | 14.6271 | 31.1713 | 100.415 | 13.3115 | 1.0695 | 866.235
15.7798 | 9.5085 | 2.7429 | 7.3408 | 124.011 | 7.755 | 3.9912 | 11.0181 | 29.5604 | 26.5775 | 288.599 | 8.9298 | 1.1134 | 1031.24
14.4786 | 15.0734 | 1.4847 | 7.7709 | 134.629 | 13.2877 | 1.6816 | 18.664 | 19.3191 | 21.0745 | 134.628 | 12.912 | 1.0912 | 829.194
18.8746 | 8.2317 | 1.9035 | 6.7209 | 81.1028 | 14.4807 | 2.7194 | 5.0353 | 10.4711 | 7.8161 | 115.667 | 16.2397 | 1.977 | 837.827
9.7654 | 6.9562 | 2.2727 | 6.953 | 69.0389 | 10.2373 | 2.7351 | 16.42 | 2.5611 | 30.9547 | 162.188 | 10.6613 | 1.2986 | 756.78
19.8774 | 11.0758 | 2.6806 | 8.9034 | 114.907 | 10.6481 | 3.9204 | 15.9542 | 24.8674 | 12.582 | 234.118 | 12.7739 | 1.2421 | 853.186
18.0121 | 8.5589 | 2.5263 | 8.6126 | 117.918 | 9.4109 | 1.9901 | 19.782 | 29.9355 | 16.9521 | 193.515 | 24.8149 | 0.94532 | 791.2
7.4418 | 9.3943 | 2.679 | 10.8813 | 111.748 | 9.8733 | 3.9756 | 17.9808 | 8.8803 | 20.2246 | 109.52 | 18.2653 | 1.8715 | 795.5
11.4891 | 18.9675 | 1.2332 | 5.4798 | 103.43 | 5.4566 | 3.7712 | 18.2683 | 17.5507 | 33.3791 | 242.309 | 19.271 | 1.5182 | 759.198
13.7853 | 19.1125 | 2.2939 | 6.1172 | 149.659 | 6.1381 | 3.7092 | 15.064 | 12.9302 | 29.8878 | 255.14 | 12.4377 | 1.6274 | 958.688
16.9887 | 9.1517 | 1.6975 | 10.3069 | 137.822 | 13.4993 | 2.1356 | 14.5284 | 14.8404 | 12.1317 | 161.457 | 19.9777 | 1.0828 | 1167.14
5.37 | 10.0335 | 1.6827 | 9.0021 | 109.677 | 11.8705 | 2.4457 | 10.7092 | 24.7146 | 26.321 | 181.106 | 6.5195 | 0.85229 | 751.851
9.4672 | 12.2809 | 1.1612 | 10.1848 | 113.459 | 14.8991 | 2.1684 | 9.6877 | 27.3198 | 39.545 | 64.0671 | 19.1289 | 1.4033 | 885.179
8.6774 | 17.2948 | 2.0546 | 10.6687 | 54.7194 | 6.0731 | 3.3281 | 17.836 | 20.4034 | 28.2851 | 96.4001 | 18.7046 | 0.94838 | 1046.81
8.5292 | 15.7609 | 1.9939 | 8.0897 | 65.8341 | 10.1803 | 3.0535 | 10.179 | 3.3511 | 5.8148 | 296.482 | 8.0463 | 0.52911 | 1029.97
19.1187 | 13.6639 | 2.9939 | 6.7571 | 94.212 | 11.6866 | 1.8212 | 13.9337 | 17.8114 | 20.2636 | 215.696 | 18.6501 | 1.8568 | 765.993
18.7421 | 6.3154 | 1.6095 | 7.6489 | 56.9388 | 7.2783 | 3.2006 | 18.7136 | 20.975 | 42.5337 | 219.215 | 15.6738 | 1.0076 | 745.593
16.897 | 9.9421 | 1.9672 | 9.3436 | 99.2648 | 11.3914 | 3.9821 | 6.7864 | 10.7807 | 4.1165 | 178.967 | 21.0942 | 1.5031 | 775.452
14.1465 | 15.0449 | 2.0261 | 9.2913 | 71.9423 | 10.9157 | 1.4707 | 11.2182 | 3.6073 | 42.9498 | 127.615 | 15.7261 | 1.2171 | 1154.62
17.3856 | 18.9954 | 1.5607 | 10.0117 | 71.0519 | 13.5283 | 1.1225 | 10.252 | 6.3866 | 26.6666 | 84.6799 | 15.0488 | 1.2521 | 1119.1
13.6738 | 17.4274 | 2.7802 | 7.7138 | 126.161 | 10.0387 | 3.7828 | 15.2867 | 25.7899 | 39.0961 | 291.727 | 12.5172 | 1.5753 | 1044.91
18.068 | 11.9031 | 2.3548 | 10.8478 | 146.954 | 10.2041 | 3.6649 | 17.0164 | 26.3366 | 15.557 | 145.269 | 20.2888 | 1.9324 | 824.988
19.5818 | 18.1588 | 1.1711 | 5.5305 | 92.6688 | 10.8974 | 1.9188 | 10.6762 | 5.7954 | 12.4129 | 192.568 | 12.6042 | 1.1288 | 946.886
7.861 | 16.2727 | 1.5555 | 6.5637 | 69.6951 | 12.1791 | 1.4463 | 5.5568 | 10.2913 | 11.9974 | 147.494 | 23.4822 | 1.9051 | 832.135
11.6864 | 7.1181 | 1.9868 | 5.919 | 88.7571 | 14.202 | 2.6098 | 6.1759 | 23.7676 | 19.7086 | 258.835 | 7.5515 | 1.9081 | 708.503
11.573 | 11.3878 | 1.4099 | 6.2023 | 89.7896 | 9.7787 | 1.6014 | 11.5674 | 12.4913 | 4.9649 | 102.518 | 16.9687 | 1.4286 | 762.514
14.1683 | 16.546 | 2.5202 | 9.2601 | 116.528 | 14.1644 | 2.5234 | 12.4333 | 13.5993 | 9.7705 | 234.391 | 20.0365 | 1.3756 | 815.841
9.526 | 12.3973 | 2.39 | 8.855 | 74.664 | 10.9826 | 1.0554 | 19.3865 | 18.1537 | 42.3469 | 260.615 | 10.1162 | 1.1806 | 718.321
18.7019 | 7.9551 | 2.7954 | 8.5766 | 108.407 | 14.9804 | 3.2479 | 11.2726 | 22.5045 | 32.1793 | 242.54 | 12.8495 | 0.51395 | 1023
15.8079 | 12.8894 | 2.9718 | 7.164 | 144.592 | 12.7838 | 3.8593 | 13.5736 | 26.6616 | 47.1748 | 100.908 | 18.0379 | 1.5685 | 1032.54
19.3084 | 16.0263 | 1.77 | 8.3692 | 80.5902 | 14.9547 | 2.3759 | 16.99 | 8.4421 | 27.9082 | 106.143 | 21.9061 | 1.7814 | 783.125
16.0483 | 12.3609 | 2.0078 | 9.6806 | 50.4509 | 14.2591 | 3.3419 | 9.8137 | 14.0371 | 35.8737 | 229.569 | 6.302 | 0.58766 | 933.023
9.2249 | 12.2082 | 2.4472 | 6.2815 | 73.3098 | 5.2058 | 1.0236 | 6.6371 | 11.4945 | 3.7992 | 87.3345 | 13.2045 | 0.57463 | 1015.62
5.7236 | 6.6309 | 2.2955 | 9.3327 | 101.812 | 11.1108 | 2.2298 | 17.3781 | 7.0732 | 43.3968 | 89.5027 | 17.1798 | 1.1686 | 1038.31
5.4052 | 17.066 | 2.793 | 9.2188 | 135.309 | 13.2539 | 1.7512 | 12.2603 | 25.2869 | 24.4411 | 84.3761 | 23.1201 | 0.83804 | 939.105
13.714 | 8.4321 | 1.8338 | 6.5487 | 75.2441 | 10.3769 | 2.1014 | 18.639 | 27.5757 | 1.4478 | 201.885 | 20.9965 | 1.0488 | 907.493
5.7514 | 18.6142 | 1.8712 | 6.9043 | 59.8587 | 14.5253 | 2.9554 | 18.5919 | 1.5724 | 25.4246 | 222.11 | 11.4734 | 0.65748 | 734.151
12.9757 | 5.5416 | 2.8918 | 7.4931 | 65.433 | 8.7146 | 3.1917 | 5.1697 | 29.2847 | 20.5377 | 214.275 | 19.8276 | 0.95999 | 788.342
15.7466 | 12.7136 | 1.1354 | 5.1223 | 81.8517 | 11.2111 | 3.7001 | 19.274 | 6.4548 | 43.6954 | 114.698 | 14.8555 | 1.3977 | 999.964
12.1807 | 10.3829 | 2.8637 | 6.3933 | 116.939 | 10.6934 | 1.8058 | 18.4502 | 13.9195 | 45.2045 | 222.799 | 11.9449 | 0.61625 | 1171.54
10.4878 | 7.5601 | 1.3107 | 7.0579 | 51.0231 | 8.5488 | 2.617 | 10.9119 | 8.7278 | 8.6708 | 289.259 | 22.4232 | 1.4823 | 956.637
7.2184 | 14.7488 | 2.143 | 5.911 | 56.2481 | 6.5298 | 1.3161 | 16.8993 | 10.3584 | 7.1922 | 241.059 | 6.871 | 0.76496 | 772.952
19.0038 | 12.2468 | 2.4674 | 10.5647 | 74.7801 | 10.4245 | 3.6496 | 13.2024 | 29.4036 | 15.6225 | 90.7896 | 12.9771 | 1.4566 | 918.458
16.3649 | 16.4308 | 2.3139 | 10.1955 | 104.911 | 14.3635 | 3.1376 | 7.3231 | 21.8928 | 19.7822 | 243.309 | 10.6118 | 0.61019 | 822.907
17.1012 | 7.0295 | 2.9219 | 8.1521 | 98.1807 | 5.0312 | 2.6419 | 15.667 | 11.286 | 46.2191 | 111.635 | 14.8885 | 0.99892 | 800.482
12.8995 | 19.1999 | 1.4449 | 8.3281 | 105.137 | 9.4801 | 2.0498 | 15.0384 | 6.2313 | 39.4397 | 245.094 | 24.6896 | 1.9431 | 809.751
14.8102 | 6.6649 | 1.0155 | 9.4039 | 85.9423 | 12.017 | 1.6678 | 17.0952 | 22.0096 | 13.7467 | 246.15 | 8.8458 | 1.8421 | 1049.31
9.0516 | 11.5191 | 2.9969 | 8.9157 | 143.796 | 14.2469 | 1.7873 | 12.7629 | 22.1311 | 19.0397 | 89.0261 | 24.5294 | 1.5476 | 797.15
10.3213 | 10.2673 | 1.303 | 5.491 | 146.543 | 13.866 | 1.4402 | 11.6006 | 21.7548 | 48.8512 | 154.327 | 20.8123 | 1.0115 | 1121.56
6.6592 | 18.8375 | 2.0852 | 10.8772 | 120.662 | 13.2212 | 2.8779 | 6.3006 | 9.1831 | 16.8342 | 285.488 | 6.9551 | 1.7141 | 1108.99
11.7756 | 11.0616 | 1.1424 | 5.7456 | 144.131 | 6.4152 | 2.7058 | 8.2473 | 9.6768 | 40.0811 | 179.686 | 9.584 | 1.9208 | 1129.51
19.2234 | 16.3336 | 1.1463 | 10.9442 | 97.9286 | 14.0532 | 1.4912 | 17.5927 | 19.8364 | 31.5169 | 117.719 | 24.6279 | 1.1319 | 1128.34
6.9067 | 12.3396 | 2.7235 | 8.3097 | 80.254 | 9.1981 | 1.021 | 17.8658 | 12.5893 | 7.7205 | 230.815 | 10.8649 | 1.9909 | 755.281
14.017 | 9.0792 | 1.1231 | 10.6954 | 66.6922 | 7.0803 | 1.1863 | 11.1745 | 14.6637 | 15.3105 | 130.815 | 11.8249 | 1.3528 | 777.336
19.9873 | 12.7802 | 2.7477 | 8.1459 | 82.5403 | 12.5847 | 3.6295 | 8.6732 | 29.7585 | 27.5601 | 123.079 | 6.8439 | 0.6609 | 1192.77
16.6466 | 17.5908 | 1.6924 | 9.208 | 126.542 | 12.0647 | 1.4225 | 7.4548 | 18.0726 | 46.3647 | 265.848 | 23.9759 | 0.90959 | 835.407
8.7141 | 13.054 | 1.5198 | 5.1712 | 55.9333 | 10.7254 | 3.3766 | 9.909 | 17.085 | 28.7761 | 59.2323 | 17.2213 | 1.2462 | 1048.06
14.4389 | 16.0848 | 1.0755 | 10.9736 | 70.6989 | 6.0766 | 1.4188 | 14.3454 | 8.1877 | 34.1024 | 249.686 | 19.2062 | 1.1365 | 786.267
11.9873 | 19.7544 | 2.1987 | 10.7957 | 95.0548 | 9.0586 | 3.1532 | 13.8831 | 4.4661 | 10.7975 | 120 | 13.8965 | 1.12 | 1085.56
13.202 | 12.9493 | 1.7977 | 5.2727 | 78.621 | 9.502 | 3.8479 | 11.1067 | 25.9225 | 43.8898 | 121.091 | 22.3077 | 1.3162 | 988.436
11.3061 | 7.808 | 1.6584 | 5.2564 | 50.6333 | 11.5307 | 3.9568 | 10.23 | 26.8106 | 1.9727 | 145.039 | 21.4943 | 0.82647 | 977.385
10.7363 | 15.3033 | 1.5511 | 7.1223 | 90.5514 | 5.591 | 3.0558 | 11.364 | 9.3658 | 7.4393 | 80.8372 | 13.5491 | 1.6422 | 778.848
12.8386 | 18.307 | 2.8466 | 7.3924 | 145.098 | 6.5763 | 1.953 | 10.4557 | 21.0577 | 7.3373 | 250.864 | 23.937 | 1.0803 | 748.857
14.8988 | 10.7802 | 2.5932 | 5.0716 | 104.346 | 14.8109 | 3.7765 | 12.0893 | 7.1243 | 22.3814 | 246.897 | 15.395 | 1.5351 | 1168.5
6.7368 | 7.9819 | 2.2549 | 8.2744 | 100.894 | 13.6164 | 2.7763 | 9.3643 | 17.8472 | 9.16 | 226.091 | 7.4545 | 0.60228 | 1018.75
19.0613 | 15.3388 | 2.289 | 10.2087 | 101.211 | 13.9438 | 1.1711 | 18.9741 | 23.2823 | 28.6049 | 182.227 | 7.0644 | 1.175 | 791.733
5.8531 | 10.6008 | 1.217 | 9.5304 | 60.9953 | 11.4758 | 1.9304 | 14.2737 | 7.6157 | 4.3882 | 187.16 | 14.229 | 1.7033 | 947.713
5.7887 | 5.6433 | 2.1252 | 5.0855 | 113.062 | 14.6251 | 1.0477 | 13.7231 | 18.6282 | 35.5135 | 133.619 | 12.8197 | 1.6485 | 851.42
17.8322 | 9.0143 | 2.876 | 8.7207 | 80.8194 | 6.8285 | 3.3053 | 16.9557 | 3.3952 | 49.67 | 271.817 | 15.5882 | 1.7719 | 1028.58
7.96 | 9.9801 | 1.7378 | 6.1656 | 85.0575 | 10.3191 | 2.2915 | 5.9424 | 25.5405 | 49.772 | 148.568 | 15.5965 | 1.1661 | 1013.16
11.1906 | 11.2468 | 2.9698 | 7.3363 | 122.351 | 10.4376 | 2.3123 | 15.2587 | 6.181 | 5.4883 | 96.4974 | 24.247 | 1.0334 | 1054.7
10.3678 | 6.477 | 2.926 | 10.3264 | 60.4178 | 5.8295 | 1.0411 | 9.1912 | 7.4138 | 10.204 | 295.786 | 14.8191 | 1.5338 | 860.346
11.6421 | 19.5703 | 2.0726 | 7.0296 | 92.3096 | 13.664 | 1.7932 | 12.0304 | 5.0826 | 48.5021 | 184.022 | 19.0142 | 1.0659 | 726.604
19.8096 | 16.6421 | 2.1869 | 6.3237 | 105.707 | 11.0055 | 1.7079 | 18.3246 | 9.6264 | 41.7647 | 141.164 | 9.7247 | 0.54747 | 857.966
14.7506 | 7.4332 | 1.4129 | 7.0071 | 146.016 | 5.6994 | 3.7378 | 13.1386 | 16.434 | 48.7353 | 165.102 | 23.4214 | 0.96497 | 818.864
14.9818 | 9.5681 | 2.0827 | 5.1065 | 78.8316 | 5.5508 | 1.477 | 17.7718 | 19.2564 | 1.7273 | 299.503 | 21.3487 | 0.73443 | 1007.69
16.0824 | 10.7229 | 2.8218 | 9.5688 | 133.289 | 8.2509 | 2.2732 | 5.0563 | 5.3658 | 14.0236 | 110.994 | 13.418 | 0.54891 | 1152.4
11.7166 | 16.8721 | 1.1321 | 9.1209 | 100.483 | 5.4985 | 3.5644 | 16.5271 | 3.2414 | 20.7476 | 284.547 | 24.4919 | 0.69327 | 777.914
6.495 | 9.4403 | 1.8184 | 6.9925 | 79.9982 | 9.1386 | 3.2651 | 8.5411 | 16.3575 | 29.5498 | 152.73 | 19.0621 | 1.3722 | 896.748
10.3461 | 5.9601 | 1.0564 | 5.7711 | 54.2918 | 12.9591 | 3.4805 | 5.4124 | 29.8325 | 41.6377 | 192.226 | 8.7761 | 0.74933 | 1176.49
12.9209 | 15.6766 | 2.5498 | 6.6079 | 129.502 | 13.1061 | 2.4512 | 7.2658 | 8.9052 | 35.7762 | 239.006 | 15.7674 | 0.89945 | 1021.06
13.4208 | 13.404 | 2.1073 | 5.4512 | 132.072 | 7.975 | 1.6399 | 10.9573 | 6.6246 | 18.1781 | 78.2919 | 11.7688 | 1.571 | 1004.86
5.958 | 13.1785 | 1.8015 | 10.7412 | 128.168 | 12.4158 | 2.2407 | 13.2525 | 11.3982 | 11.8984 | 82.1993 | 18.8723 | 1.7382 | 1146.84
17.9098 | 17.9195 | 1.0605 | 7.9736 | 88.2139 | 12.0828 | 1.8826 | 5.0995 | 19.3729 | 25.5534 | 214.867 | 23.1681 | 1.4617 | 1051.72
16.4131 | 17.6139 | 2.1742 | 6.3542 | 117.173 | 7.11 | 2.426 | 11.5459 | 28.2669 | 11.7476 | 120.681 | 17.8567 | 1.6331 | 1177.76
13.916 | 10.5577 | 1.6673 | 7.8363 | 112.952 | 12.4595 | 1.5811 | 7.0444 | 24.5772 | 44.8935 | 216.327 | 22.226 | 1.7915 | 738.528
6.2926 | 15.9707 | 1.2774 | 6.9498 | 69.8628 | 10.6592 | 3.1875 | 15.4259 | 26.3793 | 47.7175 | 129.979 | 9.3005 | 1.6978 | 1132.5
13.2435 | 7.3641 | 2.4518 | 7.2844 | 121.383 | 12.0294 | 2.8495 | 18.5412 | 25.6376 | 6.7979 | 177.629 | 6.4536 | 1.3502 | 764.953
10.1677 | 11.2788 | 2.3339 | 7.9148 | 106.358 | 7.2499 | 3.456 | 17.542 | 2.8081 | 32.4485 | 230.303 | 6.1298 | 1.453 | 1031.88
7.3974 | 19.4363 | 2.699 | 7.8114 | 67.1646 | 13.501 | 3.0102 | 12.9194 | 12.6845 | 17.5828 | 86.6733 | 24.4364 | 1.6113 | 1181.48
17.1345 | 18.7588 | 2.1941 | 8.2545 | 65.0089 | 8.5031 | 2.0568 | 5.7956 | 16.1675 | 2.9184 | 143.382 | 6.1442 | 1.5232 | 1179.25
11.0385 | 6.5002 | 1.7751 | 6.1449 | 98.7011 | 7.5034 | 2.2979 | 10.6578 | 27.6257 | 34.4521 | 154.933 | 10.4439 | 1.2238 | 771.623
8.3656 | 10.6534 | 1.615 | 10.0981 | 113.692 | 8.2134 | 2.6218 | 16.3923 | 12.0943 | 39.711 | 220.849 | 19.6333 | 1.7291 | 768.782
16.2155 | 13.9318 | 2.532 | 10.4937 | 99.7525 | 14.8749 | 3.679 | 18.0925 | 2.2936 | 38.5762 | 286.625 | 23.253 | 0.59307 | 926.946
6.0943 | 10.9312 | 2.856 | 8.0187 | 94.8176 | 7.9081 | 3.5929 | 19.331 | 29.0545 | 29.0379 | 141.652 | 7.3738 | 1.8845 | 813.318
10.5161 | 18.4587 | 1.101 | 9.859 | 93.0903 | 10.1122 | 2.8884 | 14.7416 | 27.6845 | 41.5103 | 200.72 | 19.9201 | 0.70181 | 735.06
17.4981 | 17.0864 | 1.8641 | 7.223 | 92.217 | 14.7081 | 2.0724 | 11.2331 | 21.5084 | 25.3021 | 224.937 | 20.6222 | 1.9697 | 877.708
17.3599 | 8.3135 | 1.9175 | 9.4118 | 98.7951 | 5.8546 | 2.0312 | 12.9067 | 23.5907 | 33.1359 | 196.087 | 7.1078 | 1.7348 | 750.482
11.3786 | 19.2202 | 1.7135 | 10.1327 | 118.24 | 8.1668 | 1.3637 | 12.3675 | 11.6076 | 22.5062 | 187.406 | 9.7773 | 1.6242 | 855.454
8.9606 | 14.5832 | 2.7319 | 9.0507 | 140.035 | 11.7771 | 1.8393 | 5.2825 | 27.1763 | 22.9499 | 213.706 | 23.6732 | 1.9107 | 844.394
8.1298 | 13.6304 | 2.0008 | 7.6637 | 109.08 | 6.0155 | 3.2376 | 17.6285 | 4.3841 | 30.5738 | 149.418 | 7.7809 | 0.75713 | 814.551
17.5633 | 7.9033 | 2.2209 | 10.8624 | 141.459 | 12.8659 | 2.9645 | 8.2172 | 11.0532 | 18.4205 | 157.09 | 6.5585 | 0.95179 | 827.279
13.3608 | 15.0876 | 1.9448 | 8.8986 | 55.3376 | 8.4832 | 2.3128 | 19.9287 | 14.1373 | 34.2641 | 133.141 | 6.6665 | 1.2371 | 799.327
11.9482 | 7.188 | 2.6693 | 10.0755 | 63.3803 | 5.0062 | 1.1529 | 17.3476 | 11.0939 | 37.9448 | 244.191 | 10.4732 | 0.57645 | 895.596
14.099 | 5.4012 | 2.1841 | 5.5496 | 61.0342 | 5.2484 | 2.1195 | 18.9177 | 14.1098 | 25.9984 | 195.252 | 14.2957 | 0.79565 | 1113.2
18.6105 | 18.3388 | 2.4411 | 6.4448 | 57.9444 | 6.187 | 2.026 | 13.0046 | 15.4261 | 46.7343 | 226.766 | 20.5089 | 1.6681 | 886.716
7.9117 | 11.4167 | 1.9365 | 9.6129 | 136.915 | 12.7547 | 3.8946 | 6.0937 | 6.5469 | 46.4825 | 203.116 | 7.4038 | 1.5455 | 709.78
13.8635 | 10.8507 | 1.3259 | 8.615 | 148.694 | 7.7468 | 1.1135 | 12.9747 | 20.8781 | 34.9453 | 164.523 | 10.0567 | 1.1858 | 940.065
11.2553 | 13.5311 | 2.8352 | 10.6819 | 85.5145 | 11.1868 | 1.3089 | 13.4583 | 5.2698 | 16.2852 | 283.254 | 21.2398 | 1.4393 | 983.832
15.1547 | 7.884 | 1.8872 | 9.6317 | 97.6822 | 13.3983 | 1.3932 | 9.9256 | 23.7207 | 14.5486 | 57.6311 | 20.6705 | 1.4978 | 1115.14
6.7963 | 14.8272 | 2.0558 | 10.2249 | 139.864 | 11.4475 | 3.1326 | 14.8591 | 11.852 | 14.404 | 135.213 | 11.0459 | 0.66589 | 937.076
13.8544 | 11.0428 | 2.5178 | 10.0469 | 83.5909 | 10.1203 | 1.2758 | 13.0455 | 25.7441 | 28.3014 | 141.384 | 21.2432 | 1.5822 | 836.613
14.2158 | 8.3809 | 1.3218 | 5.6894 | 138.397 | 13.8089 | 2.4479 | 16.1139 | 20.6309 | 9.518 | 277.673 | 13.4782 | 0.59751 | 1122.31
9.6819 | 19.9806 | 1.6433 | 7.9743 | 90.5096 | 12.1274 | 1.5471 | 6.1174 | 12.5093 | 16.6654 | 296.204 | 18.1998 | 1.3951 | 947.746
8.0479 | 19.2378 | 1.9052 | 9.1764 | 102.357 | 5.6055 | 2.5931 | 14.2412 | 21.2365 | 21.9881 | 223.751 | 24.2432 | 0.97599 | 700.356
13.9762 | 15.0338 | 1.5885 | 5.6075 | 139.114 | 9.379 | 2.3043 | 8.1831 | 17.025 | 40.5294 | 219.856 | 12.8991 | 0.726 | 809.468
15.9518 | 13.3971 | 2.5857 | 6.3889 | 128.421 | 11.8674 | 1.5837 | 16.5979 | 14.3405 | 45.8669 | 280.035 | 24.4126 | 1.924 | 976.241
12.0475 | 7.472 | 2.5395 | 8.4988 | 103.867 | 11.6354 | 3.4298 | 17.0164 | 6.0749 | 48.0706 | 246.323 | 22.7173 | 1.4566 | 1004.48
9.1701 | 16.6357 | 2.0046 | 8.5261 | 50.1088 | 9.873 | 2.5381 | 13.2897 | 11.1617 | 49.2771 | 262.673 | 14.0526 | 1.4831 | 1148.74
13.6518 | 5.6898 | 2.2024 | 5.0743 | 75.492 | 14.5775 | 3.8922 | 5.723 | 4.135 | 13.9262 | 148.744 | 13.2716 | 0.83999 | 980.968
7.3998 | 13.1774 | 2.1295 | 10.8495 | 108.152 | 14.4578 | 3.0627 | 14.4798 | 25.4537 | 40.7253 | 205.447 | 6.5641 | 0.64239 | 842.888
19.154 | 15.6382 | 2.6059 | 7.4163 | 55.162 | 8.7308 | 3.884 | 7.3405 | 16.9329 | 47.6198 | 172.205 | 10.9927 | 0.57532 | 960.362
10.2377 | 17.7214 | 1.4021 | 6.6999 | 57.2375 | 7.5309 | 3.7896 | 9.7684 | 28.1488 | 8.2974 | 205.742 | 8.3079 | 0.9566 | 941.615
19.2882 | 15.8862 | 1.384 | 6.2551 | 137.824 | 14.5595 | 1.9528 | 12.7897 | 29.1284 | 37.7454 | 150.778 | 24.7941 | 1.0148 | 1029.7
13.1853 | 5.7601 | 1.5082 | 9.7943 | 149.043 | 12.9262 | 2.6968 | 11.3846 | 4.037 | 9.7673 | 253.083 | 21.0876 | 0.90144 | 748.1
9.3905 | 19.2669 | 1.097 | 10.2075 | 135.91 | 14.1166 | 2.4705 | 15.7525 | 4.0769 | 14.837 | 212.626 | 17.0409 | 0.89211 | 919.165
14.9937 | 18.7262 | 1.1394 | 5.963 | 91.0441 | 14.7763 | 1.5495 | 8.6024 | 16.713 | 16.0216 | 188.222 | 9.5841 | 0.80513 | 967.355
18.2637 | 19.1313 | 1.9157 | 5.9099 | 56.0741 | 8.429 | 3.1337 | 16.3711 | 6.3299 | 47.8804 | 149.976 | 7.8304 | 0.80067 | 750.851
16.6589 | 18.2289 | 1.0654 | 6.0518 | 50.7462 | 6.9905 | 2.9419 | 17.2528 | 9.3275 | 1.4022 | 260.064 | 13.0303 | 1.5892 | 904.282
18.8114 | 15.7621 | 1.5721 | 6.981 | 80.202 | 13.6487 | 2.8961 | 8.3223 | 5.2465 | 5.8102 | 203.683 | 20.8021 | 0.67556 | 754.357
14.7666 | 8.9247 | 1.8104 | 6.9165 | 140.189 | 14.8706 | 3.7197 | 7.4289 | 27.7487 | 10.5957 | 238.945 | 14.7075 | 1.5126 | 1005.28
5.9775 | 5.2728 | 1.7078 | 6.1732 | 128.116 | 14.7337 | 1.4772 | 10.8618 | 24.8543 | 33.1338 | 245.386 | 22.2566 | 1.184 | 823.455
14.3349 | 7.6068 | 1.9479 | 9.3874 | 73.9372 | 8.534 | 2.0055 | 6.3363 | 25.253 | 47.9253 | 254.798 | 24.21 | 0.90892 | 1045.37
15.3518 | 12.084 | 1.5197 | 9.6699 | 100.767 | 10.1431 | 1.7227 | 12.6944 | 10.7925 | 24.6256 | 85.8 | 16.2205 | 1.6978 | 934.365
13.7433 | 6.4517 | 1.272 | 10.5953 | 76.8016 | 12.0434 | 1.515 | 15.5909 | 18.9608 | 32.9066 | 267.149 | 16.3761 | 1.1578 | 1130.39
18.5088 | 19.1443 | 2.7245 | 10.4478 | 89.6886 | 9.8996 | 2.6001 | 13.9194 | 21.4477 | 26.1659 | 189.767 | 10.2273 | 0.9082 | 1023.02
14.0053 | 12.2288 | 1.5847 | 9.4166 | 98.9399 | 10.076 | 2.8188 | 13.7139 | 7.9403 | 27.9115 | 123.365 | 20.1833 | 1.6597 | 1175.48
17.0796 | 10.3084 | 2.4603 | 5.8226 | 81.544 | 6.2792 | 1.795 | 7.1025 | 21.3537 | 16.8022 | 129.967 | 20.974 | 1.2296 | 973.633
12.2672 | 17.3322 | 2.1427 | 7.5701 | 90.3922 | 13.4368 | 2.1202 | 10.0148 | 21.0731 | 11.7319 | 95.8316 | 24.6249 | 0.71916 | 755.191
8.7355 | 16.4716 | 2.2892 | 9.8013 | 68.0946 | 9.0431 | 2.8007 | 17.0511 | 24.9605 | 34.138 | 243.502 | 12.2804 | 1.3294 | 831.355
13.0075 | 15.0025 | 2.097 | 8.7845 | 124.484 | 13.1503 | 2.4146 | 16.3215 | 22.449 | 23.6686 | 151.272 | 13.3481 | 0.934 | 735.962
17.7187 | 8.5145 | 2.8581 | 6.3423 | 104.775 | 5.3417 | 1.8448 | 13.354 | 10.1356 | 49.7539 | 260.93 | 18.1417 | 1.5394 | 885.166
11.0172 | 18.4308 | 1.862 | 10.7666 | 139.525 | 7.6204 | 3.0953 | 17.0789 | 15.4744 | 8.4074 | 154.755 | 22.7415 | 1.7255 | 917.916
5.545 | 12.7527 | 1.02 | 7.0732 | 122.069 | 13.588 | 1.1137 | 13.141 | 13.7445 | 7.5144 | 110.853 | 23.814 | 0.56181 | 933.253
8.4158 | 11.4234 | 1.9699 | 5.2045 | 85.3483 | 6.6367 | 3.7331 | 11.207 | 26.7844 | 48.5422 | 201.924 | 13.8554 | 1.0218 | 1047.63
15.8051 | 10.8224 | 1.1151 | 7.2181 | 63.0249 | 13.2253 | 1.5034 | 12.4573 | 10.9799 | 22.8651 | 237.163 | 24.4722 | 1.6901 | 964.039
14.1782 | 16.7748 | 1.6513 | 8.4656 | 97.2024 | 5.6258 | 3.0321 | 18.9769 | 7.417 | 47.0809 | 287.742 | 14.8373 | 1.179 | 767.957
17.1371 | 18.9472 | 1.6676 | 6.7518 | 141.042 | 10.7303 | 3.5607 | 10.5656 | 19.8651 | 25.2535 | 113.329 | 16.0089 | 0.73355 | 1038.26
10.2665 | 5.8719 | 2.4903 | 7.617 | 106.905 | 10.8192 | 3.3155 | 13.1125 | 24.0569 | 38.1495 | 218.998 | 15.9737 | 1.5936 | 1194.49
8.9896 | 12.4759 | 2.0542 | 5.1807 | 131.193 | 6.7555 | 3.4142 | 18.4445 | 11.6581 | 45.2364 | 214.369 | 21.1287 | 0.59292 | 861.427
5.0545 | 8.1174 | 2.7774 | 5.0032 | 103.132 | 10.9129 | 1.5897 | 8.26 | 23.2703 | 45.4881 | 186.45 | 14.6414 | 1.8887 | 1093.87
10.5738 | 10.3872 | 1.6224 | 9.0088 | 51.4386 | 10.6092 | 2.0438 | 8.0281 | 25.4203 | 16.2554 | 100.123 | 20.1398 | 0.5212 | 829.321
6.3114 | 10.889 | 2.0645 | 6.1866 | 104.021 | 9.2905 | 2.6535 | 5.3492 | 12.0311 | 5.3805 | 147.657 | 8.9141 | 1.2862 | 1161
6.8195 | 10.708 | 1.4956 | 7.0403 | 59.902 | 13.0347 | 3.2582 | 5.5734 | 13.9204 | 18.1348 | 275.078 | 8.6183 | 1.9183 | 994.028
17.3956 | 10.2084 | 2.2402 | 9.1663 | 73.0663 | 5.5651 | 1.0031 | 16.2422 | 7.9925 | 18.8164 | 298.438 | 22.3299 | 0.70341 | 1189.68
6.5657 | 15.9741 | 2.8759 | 6.0451 | 70.8563 | 10.3822 | 3.9194 | 5.6069 | 24.6281 | 28.5475 | 241.418 | 6.6053 | 1.5174 | 926.232
11.4636 | 13.4493 | 2.7465 | 10.68 | 128.701 | 11.5417 | 1.6226 | 10.305 | 8.3782 | 47.2028 | 146.452 | 12.97 | 1.6307 | 1085.26
17.7107 | 8.0531 | 1.7636 | 5.7545 | 115.478 | 13.7658 | 2.0606 | 14.5884 | 18.318 | 29.0626 | 226.887 | 16.7049 | 0.8427 | 838.043
18.2306 | 6.5784 | 2.2511 | 5.7813 | 123.535 | 7.4479 | 3.7921 | 16.3479 | 28.5814 | 16.1531 | 255.377 | 17.2782 | 0.94402 | 1184
16.2244 | 10.3271 | 2.2071 | 6.4917 | 54.4657 | 14.9152 | 2.9525 | 15.2547 | 14.8429 | 10.7546 | 175.718 | 18.9833 | 1.6396 | 803.36
17.9802 | 5.6274 | 2.7082 | 9.8718 | 119.022 | 5.75 | 1.0683 | 16.4256 | 24.7466 | 27.9766 | 229.609 | 7.0444 | 1.0982 | 1064.27
11.3204 | 5.2542 | 1.2134 | 10.1697 | 63.3787 | 14.384 | 3.952 | 15.1808 | 6.4177 | 45.2066 | 297.785 | 9.1931 | 1.3426 | 1134.89
15.1507 | 13.7163 | 1.4892 | 8.3862 | 99.1097 | 13.9247 | 1.9405 | 13.9544 | 22.2895 | 46.9556 | 139.311 | 12.5978 | 1.5525 | 1188.59
6.2511 | 18.3244 | 2.5457 | 10.4438 | 63.6334 | 5.8837 | 3.125 | 9.8913 | 11.8029 | 27.6991 | 138.562 | 18.2401 | 0.70657 | 954.675
10.2904 | 19.6664 | 2.1903 | 6.5756 | 51.5666 | 6.3372 | 1.5358 | 11.0392 | 8.8147 | 33.4616 | 209.733 | 15.7256 | 1.4725 | 953.007
9.2531 | 15.8729 | 1.0366 | 9.2819 | 69.522 | 14.098 | 1.3849 | 7.0149 | 14.7669 | 48.19 | 93.2477 | 17.9849 | 1.7724 | 820.98
10.7219 | 5.5274 | 1.5374 | 6.4788 | 52.2071 | 8.0616 | 2.7595 | 16.9173 | 23.2422 | 27.0435 | 87.022 | 8.0593 | 1.4603 | 709.896
13.681 | 14.2482 | 1.8071 | 6.4615 | 110.475 | 13.4196 | 2.8319 | 14.3736 | 7.4564 | 37.8322 | 201.883 | 12.8108 | 1.0388 | 926.945
12.8218 | 16.3228 | 1.0712 | 8.3024 | 104.719 | 8.3767 | 2.0774 | 13.5523 | 5.3597 | 3.8272 | 148.943 | 21.5965 | 1.5221 | 990.827
5.2123 | 17.6765 | 1.8905 | 5.9769 | 73.728 | 7.9922 | 3.5482 | 10.4604 | 12.1648 | 47.7803 | 153.307 | 19.2266 | 0.605 | 733.603
11.0643 | 17.5331 | 1.5236 | 5.7371 | 120.707 | 10.58 | 3.1662 | 14.2219 | 28.6245 | 2.6249 | 160.995 | 18.5089 | 0.61028 | 1158.89
6.7749 | 14.3574 | 1.7682 | 5.1053 | 82.3286 | 13.8995 | 2.1092 | 19.6639 | 27.8121 | 38.5148 | 218.373 | 9.4391 | 1.1406 | 992.782
8.8287 | 17.9946 | 1.7711 | 10.247 | 86.7729 | 11.2416 | 1.029 | 13.1951 | 23.5993 | 7.4203 | 270.866 | 14.449 | 1.7699 | 731.324
17.5678 | 12.615 | 2.3735 | 9.2982 | 99.6656 | 6.4933 | 1.085 | 6.703 | 8.7338 | 23.9669 | 175.202 | 17.5372 | 0.85728 | 1089.52
13.2744 | 8.8651 | 1.8204 | 8.3233 | 96.9523 | 13.6753 | 2.7265 | 8.7035 | 22.037 | 20.0329 | 183.117 | 10.8035 | 1.9641 | 1063.48
19.5698 | 16.1613 | 2.2685 | 8.0176 | 133.922 | 11.3129 | 2.881 | 5.8664 | 21.8723 | 36.6311 | 178.218 | 11.1445 | 1.2185 | 716.211
18.4394 | 9.2292 | 1.1678 | 9.7612 | 53.4383 | 8.0929 | 2.6863 | 8.2043 | 9.1732 | 49.8267 | 181.827 | 22.7857 | 1.5572 | 1003.68
5.2579 | 15.1686 | 2.9936 | 10.9035 | 123.048 | 10.3589 | 1.3142 | 13.833 | 19.8038 | 34.9942 | 299.748 | 8.1707 | 1.8663 | 929.886
14.5269 | 18.9036 | 2.6915 | 9.4732 | 128.991 | 13.5372 | 3.5082 | 12.0641 | 16.2045 | 48.3082 | 242.316 | 21.9402 | 0.53464 | 1118.68
12.5772 | 18.2409 | 2.9355 | 7.3695 | 57.6158 | 8.3627 | 1.1615 | 9.5545 | 14.8941 | 15.042 | 188.81 | 6.179 | 1.6864 | 1143.12
11.7189 | 10.1698 | 2.2604 | 10.7332 | 118.773 | 12.9627 | 1.8391 | 10.6722 | 29.9117 | 8.0351 | 183.787 | 19.9662 | 1.3878 | 988.895
9.8718 | 10.2436 | 2.239 | 5.766 | 144.905 | 5.2821 | 3.8079 | 14.2814 | 9.4737 | 27.5569 | 158.643 | 11.4279 | 0.867 | 773.541
16.4844 | 12.0454 | 2.3289 | 8.1356 | 116.525 | 11.9551 | 1.0317 | 15.2962 | 13.1967 | 14.9509 | 143.139 | 10.1572 | 1.5616 | 998.151
18.8867 | 5.4844 | 2.6744 | 10.9882 | 132.311 | 13.6161 | 1.3442 | 19.0408 | 6.9736 | 29.778 | 146.887 | 11.1268 | 1.8543 | 1177.99
5.819 | 9.368 | 1.4293 | 8.4344 | 78.6519 | 8.9056 | 1.611 | 12.2984 | 10.4549 | 15.7295 | 117.299 | 23.4616 | 1.7562 | 1158.52
17.8363 | 19.9589 | 2.865 | 6.5556 | 118.335 | 11.139 | 2.5516 | 19.3911 | 17.4483 | 44.4759 | 202.851 | 7.1364 | 1.1355 | 1032.33
17.9214 | 17.6021 | 1.8159 | 8.4479 | 53.9967 | 7.834 | 1.745 | 18.8755 | 22.5967 | 13.6131 | 295.103 | 16.0841 | 0.82577 | 874.509
7.9259 | 16.3851 | 1.2823 | 5.7053 | 79.9461 | 9.9778 | 2.8682 | 19.0839 | 20.5419 | 42.3164 | 191.118 | 11.7063 | 1.575 | 1096.54
11.1241 | 5.9072 | 1.1086 | 7.5564 | 136.145 | 13.2655 | 1.6783 | 15.5458 | 9.0635 | 31.975 | 81.0268 | 23.507 | 0.99669 | 913.801
12.5337 | 7.5187 | 2.7192 | 6.5328 | 102.538 | 13.3036 | 2.0137 | 16.7149 | 9.2575 | 16.451 | 177.243 | 15.3395 | 1.1064 | 1139.41
17.4263 | 15.3288 | 1.5406 | 9.8518 | 57.9717 | 10.5361 | 1.7623 | 18.2227 | 1.4938 | 33.7227 | 235.112 | 6.6297 | 1.997 | 701.529
15.0658 | 18.8676 | 1.6972 | 6.5001 | 55.9671 | 5.0976 | 1.4542 | 7.7833 | 28.5211 | 12.0829 | 269.064 | 22.081 | 1.4135 | 1079.44
15.4445 | 11.195 | 1.7342 | 7.4346 | 92.3493 | 6.5967 | 2.2825 | 13.6918 | 5.8861 | 4.0214 | 282.133 | 15.7613 | 1.7768 | 1070.59
16.9304 | 7.8699 | 2.3209 | 8.9476 | 86.1873 | 11.6909 | 2.6461 | 19.3585 | 26.1105 | 24.789 | 284.595 | 14.9541 | 1.3724 | 838.975
16.7057 | 18.1471 | 2.4073 | 7.4595 | 133.72 | 6.0253 | 1.8686 | 18.785 | 29.4079 | 36.0726 | 126.692 | 20.9576 | 1.6775 | 936.185
8.2768 | 12.1657 | 1.0632 | 8.6322 | 61.207 | 7.7996 | 2.0993 | 11.1548 | 7.6761 | 35.6715 | 105.014 | 11.6551 | 1.4684 | 905.923
9.7771 | 15.5094 | 1.5511 | 8.5521 | 126.651 | 6.2272 | 1.6409 | 19.8572 | 18.2403 | 41.3835 | 233.719 | 10.5325 | 1.6436 | 847.877
11.948 | 9.9362 | 1.5774 | 9.7764 | 136.845 | 12.3767 | 1.0149 | 6.5857 | 2.3976 | 30.4971 | 240.925 | 15.0753 | 1.0779 | 1071.72
19.9706 | 9.3148 | 2.5117 | 5.8982 | 124.111 | 8.2639 | 1.2123 | 10.9718 | 2.6554 | 34.2516 | 250.736 | 12.403 | 1.0081 | 805.734
8.0791 | 19.5764 | 1.2063 | 8.1189 | 142.268 | 11.0296 | 1.3804 | 8.4923 | 17.3615 | 6.1719 | 256.182 | 6.6722 | 1.7882 | 714.155
17.7627 | 5.8426 | 1.259 | 9.8445 | 75.8072 | 9.5165 | 2.8861 | 11.6191 | 27.6406 | 23.4764 | 164.049 | 7.9817 | 1.1216 | 776.999
14.6367 | 15.1004 | 1.1745 | 9.2513 | 99.4329 | 9.1114 | 3.9998 | 5.2887 | 11.3015 | 21.0454 | 96.6475 | 19.6416 | 1.2228 | 790.107
9.5552 | 15.9373 | 1.3181 | 10.7931 | 146.336 | 8.1968 | 1.0535 | 5.9452 | 19.0109 | 30.146 | 173.439 | 23.0634 | 1.215 | 744.977
12.6214 | 11.7355 | 2.0436 | 8.6467 | 88.7485 | 12.4514 | 1.7199 | 5.4131 | 8.2186 | 3.3794 | 168.847 | 9.9675 | 1.1149 | 883.126
16.1552 | 7.8464 | 1.3385 | 5.4505 | 149.358 | 8.4809 | 1.74 | 17.1785 | 20.8548 | 23.2166 | 268.594 | 7.1546 | 1.6939 | 1015.91
6.0646 | 9.5062 | 1.0567 | 5.8599 | 133.136 | 9.0871 | 3.8396 | 13.8617 | 14.6486 | 27.4551 | 135.308 | 22.5736 | 0.53283 | 725.175
17.6211 | 16.6063 | 1.3288 | 5.8443 | 72.445 | 12.0007 | 2.5269 | 14.7814 | 13.6104 | 20.9551 | 160.385 | 11.7486 | 1.0189 | 738.806
8.1838 | 5.096 | 2.1085 | 8.969 | 84.5191 | 11.6576 | 3.7044 | 16.9636 | 15.4089 | 6.7475 | 145.468 | 20.7061 | 1.8765 | 726.834
18.1412 | 13.3483 | 1.3058 | 8.0406 | 124.538 | 6.156 | 2.2534 | 11.3496 | 28.932 | 29.6043 | 253.755 | 6.3097 | 0.80882 | 846.721
13.2255 | 11.5734 | 1.1473 | 8.9363 | 105.947 | 10.7801 | 3.5233 | 7.7291 | 29.5398 | 29.2199 | 215.099 | 14.7472 | 1.5848 | 1169.35
18.3988 | 14.9515 | 2.6218 | 8.7639 | 66.1375 | 8.7684 | 2.6757 | 15.9268 | 13.7796 | 45.0416 | 164.947 | 19.4909 | 0.85414 | 907.515
19.6613 | 12.2997 | 1.6729 | 7.5358 | 78.7718 | 12.2938 | 1.7558 | 17.2066 | 3.5791 | 24.4236 | 79.399 | 12.4922 | 1.2349 | 737.074
8.8953 | 16.7893 | 1.7848 | 7.3235 | 64.1437 | 11.258 | 3.5319 | 13.5451 | 6.0825 | 20.7853 | 117.986 | 12.6036 | 0.65187 | 788.294
11.9819 | 6.8677 | 1.4093 | 6.0172 | 136.373 | 12.6488 | 2.9947 | 17.3447 | 4.9354 | 49.182 | 154.191 | 24.6915 | 0.94167 | 766.065
17.23 | 14.1858 | 2.3345 | 9.9391 | 134.117 | 14.6717 | 3.1974 | 12.2373 | 22.9884 | 38.9872 | 282.791 | 23.2313 | 0.6608 | 706.299
5.324 | 15.6661 | 1.359 | 7.8034 | 65.6353 | 6.5172 | 1.3902 | 19.5809 | 18.8335 | 12.9565 | 281.146 | 20.286 | 0.66654 | 1082.93
7.1895 | 13.8609 | 2.2839 | 5.5282 | 122.505 | 11.3714 | 1.0772 | 12.9234 | 1.6303 | 26.2932 | 199.388 | 13.0064 | 0.59635 | 1101.64
10.1615 | 9.8026 | 2.0251 | 5.9345 | 127.104 | 8.0353 | 1.3337 | 9.2992 | 13.9918 | 24.74 | 208.709 | 13.6475 | 1.9682 | 963.128
16.4648 | 15.8054 | 2.0235 | 8.1806 | 130.165 | 12.3593 | 2.1718 | 13.8106 | 23.48 | 32.5338 | 259.215 | 22.1794 | 1.1786 | 1172.28
14.1059 | 16.8177 | 2.4971 | 6.4196 | 124.833 | 11.9203 | 2.4003 | 18.4132 | 25.5642 | 19.6631 | 196.251 | 17.4624 | 1.4324 | 850.64
16.9191 | 14.8994 | 1.4821 | 8.1297 | 144.617 | 13.3661 | 3.2095 | 6.2879 | 14.1675 | 48.8053 | 279.123 | 10.3834 | 0.92696 | 826.427
7.5072 | 13.502 | 1.1871 | 9.4956 | 67.3391 | 13.6603 | 3.4992 | 17.5563 | 3.6292 | 25.5238 | 249.769 | 16.4607 | 1.738 | 757.222
17.6487 | 13.6938 | 2.417 | 6.2902 | 132.232 | 13.1306 | 2.3891 | 11.5351 | 21.5389 | 41.9736 | 280.613 | 8.5 | 1.029 | 1067.08
17.037 | 7.1205 | 1.2699 | 7.8738 | 147.665 | 9.1492 | 3.1759 | 18.1666 | 9.5461 | 17.0529 | 266.748 | 16.1859 | 1.1333 | 1019.31
5.1788 | 6.7131 | 1.4347 | 7.4782 | 71.9649 | 7.1684 | 1.418 | 16.4967 | 24.3468 | 16.9279 | 114.54 | 13.1883 | 0.60455 | 1088.28
7.3197 | 15.2252 | 2.4 | 7.6297 | 69.7977 | 7.2436 | 1.5733 | 8.716 | 3.1027 | 8.2108 | 194.532 | 14.0052 | 1.2363 | 824.559
18.7754 | 9.0808 | 2.7322 | 5.2534 | 98.5653 | 12.5388 | 2.3567 | 6.4387 | 17.471 | 13.3942 | 143.889 | 24.0493 | 0.86345 | 1058.6
13.7786 | 12.5718 | 2.6772 | 9.4251 | 61.8992 | 7.0799 | 3.3656 | 10.4083 | 27.3319 | 7.0693 | 127.877 | 18.9604 | 0.81738 | 1000.85
16.6962 | 14.7105 | 1.9975 | 9.6014 | 134.802 | 11.4307 | 2.4033 | 7.1895 | 13.0591 | 9.6054 | 288.847 | 18.9144 | 1.0729 | 788.766
8.0262 | 9.6104 | 1.1599 | 6.0339 | 87.3397 | 8.6656 | 1.156 | 12.0136 | 24.1358 | 33.0047 | 207.34 | 7.6465 | 1.8363 | 1156.69
10.935 | 14.0568 | 2.7445 | 8.855 | 121.24 | 11.4133 | 1.2239 | 14.8409 | 19.7621 | 46.6645 | 168.512 | 9.8407 | 1.985 | 1126.16
16.2599 | 17.9717 | 1.9578 | 6.7965 | 62.2567 | 12.6073 | 2.4279 | 18.9998 | 14.2099 | 24.96 | 106.947 | 14.9056 | 1.3246 | 785.93
12.3217 | 16.0847 | 2.5093 | 10.3174 | 68.9855 | 14.9959 | 1.7104 | 11.077 | 1.9098 | 39.4586 | 185.469 | 24.3718 | 1.5677 | 1040.65
14.6888 | 15.4075 | 1.1985 | 5.9551 | 93.3843 | 8.219 | 3.4563 | 13.9937 | 11.0897 | 21.7283 | 289.455 | 6.1143 | 1.8239 | 780.111
18.7411 | 18.62 | 1.0523 | 9.5826 | 60.0609 | 10.6734 | 3.6173 | 12.4097 | 3.9276 | 25.3271 | 86.4938 | 14.1564 | 1.0413 | 943.932
6.8724 | 17.5753 | 1.8898 | 10.5473 | 67.8041 | 13.9607 | 3.1567 | 7.6435 | 23.1778 | 46.2163 | 198.595 | 11.2616 | 1.4935 | 1192.92
9.9697 | 10.0969 | 1.4916 | 9.453 | 91.5572 | 11.4894 | 2.0231 | 14.895 | 19.2381 | 14.3769 | 290.009 | 17.7445 | 0.77405 | 835.924
5.5148 | 18.1765 | 1.2853 | 10.4693 | 121.832 | 9.8139 | 1.9804 | 17.9025 | 4.3871 | 14.1241 | 217.923 | 21.6693 | 1.3107 | 801.826
19.8635 | 19.2895 | 2.9509 | 9.9601 | 130.311 | 6.2044 | 3.8617 | 19.4449 | 12.1798 | 12.8554 | 293.461 | 18.2666 | 0.89589 | 877.117
6.1107 | 6.1064 | 1.3629 | 7.8966 | 112.895 | 14.2298 | 3.0203 | 18.5034 | 23.7146 | 28.9763 | 292.485 | 17.2565 | 0.99153 | 1080.81
8.3785 | 10.9848 | 2.5519 | 9.028 | 58.9156 | 7.6596 | 2.3654 | 19.6425 | 24.0026 | 20.5297 | 221.739 | 21.4313 | 1.5472 | 1105.06
5.8993 | 17.8629 | 1.9774 | 9.3543 | 148.765 | 7.3212 | 2.5861 | 14.065 | 7.1293 | 30.9293 | 285.448 | 24.0669 | 1.8982 | 727.764
6.9807 | 7.8086 | 2.2774 | 10.0955 | 102.787 | 9.1524 | 3.769 | 6.2426 | 8.9151 | 39.7321 | 294.7 | 9.6571 | 1.6265 | 740.079
8.3344 | 14.442 | 2.8875 | 10.7172 | 76.3262 | 5.0266 | 3.4858 | 12.9102 | 21.2232 | 30.0089 | 227.969 | 18.6737 | 1.0443 | 982.955
19.0084 | 14.5579 | 2.4653 | 8.0621 | 110.142 | 9.6019 | 2.3633 | 7.3819 | 9.8145 | 36.8402 | 238.37 | 16.426 | 1.0661 | 949.415
14.0451 | 5.4909 | 2.1676 | 9.2737 | 141.989 | 7.1295 | 2.053 | 19.4316 | 3.2721 | 35.2462 | 197.778 | 11.8169 | 0.5384 | 888.224
8.5636 | 12.411 | 2.662 | 7.247 | 138.783 | 7.6296 | 2.2289 | 10.2137 | 3.7918 | 18.6526 | 210.353 | 14.291 | 1.425 | 917.067
15.8934 | 14.8502 | 2.8927 | 9.7469 | 98.3285 | 12.5734 | 3.7755 | 5.4982 | 29.4453 | 31.6843 | 142.523 | 23.2802 | 1.8633 | 734.47
11.7564 | 12.6662 | 2.4834 | 7.3542 | 108.565 | 12.9136 | 1.1019 | 8.9895 | 20.6663 | 4.3529 | 165.59 | 18.5658 | 1.013 | 1049.21
13.0543 | 6.8769 | 2.5425 | 9.6998 | 77.8537 | 9.0747 | 3.6607 | 9.1862 | 5.4263 | 17.4588 | 134.602 | 24.8323 | 1.2995 | 1054.22
6.9333 | 18.7069 | 2.422 | 10.866 | 120.34 | 5.5349 | 2.7799 | 16.5296 | 23.6904 | 26.7851 | 121.833 | 16.2639 | 1.9034 | 857.957
16.4062 | 12.5267 | 1.6756 | 5.0924 | 135.274 | 7.7242 | 1.4995 | 19.3236 | 20.2471 | 35.137 | 157.648 | 14.4724 | 1.5691 | 1024.81
19.0345 | 6.1393 | 1.6835 | 7.5325 | 78.2786 | 10.6322 | 2.6881 | 9.8509 | 7.6616 | 7.7657 | 291.698 | 14.4001 | 1.7367 | 828.166
12.7671 | 8.8197 | 2.6655 | 7.5962 | 80.439 | 9.3562 | 1.7955 | 16.6365 | 23.9354 | 45.745 | 72.6036 | 20.3649 | 1.8321 | 816.627
18.0349 | 9.5631 | 2.8106 | 5.5221 | 77.6893 | 10.2919 | 3.227 | 9.2457 | 12.7341 | 37.3593 | 184.67 | 15.1383 | 1.6507 | 729.679
13.2985 | 11.7562 | 2.9776 | 9.6407 | 117.346 | 8.3306 | 1.4585 | 12.51 | 9.6099 | 18.5138 | 256.797 | 22.2127 | 1.196 | 961.594
6.2112 | 19.4869 | 2.57 | 5.8079 | 97.3877 | 9.5982 | 2.291 | 12.2728 | 29.0302 | 1.8284 | 191.925 | 18.0223 | 1.0357 | 769.052
16.8585 | 16.1222 | 1.7527 | 5.4698 | 82.0078 | 8.927 | 3.1047 | 6.9701 | 27.8456 | 19.2612 | 228.711 | 23.6126 | 0.78976 | 982.101
11.2992 | 17.4025 | 1.121 | 8.7477 | 91.7739 | 10.9414 | 3.5181 | 7.9021 | 27.2509 | 19.88 | 179.714 | 8.8202 | 0.56883 | 704.524
12.961 | 6.2801 | 2.0381 | 10.8198 | 58.2304 | 5.4567 | 3.3219 | 12.7621 | 27.0555 | 21.6062 | 142.076 | 15.417 | 1.7836 | 991.937
5.9146 | 12.7181 | 2.4727 | 8.2107 | 95.0753 | 13.5529 | 1.9298 | 10.0869 | 14.2766 | 4.8647 | 115.915 | 22.4266 | 1.4517 | 889.684
11.3436 | 8.3652 | 1.3729 | 7.8625 | 108.979 | 5.2611 | 2.9063 | 10.1411 | 17.9649 | 37.0788 | 193.131 | 12.1201 | 1.9559 | 1111.47
6.0193 | 13.6083 | 2.2919 | 10.6185 | 117.792 | 9.3484 | 1.4872 | 12.6033 | 5.1182 | 20.2246 | 208.353 | 9.1104 | 0.55855 | 853.883
13.5153 | 13.9133 | 1.3992 | 10.0359 | 72.6075 | 7.2115 | 1.0158 | 15.3821 | 26.601 | 28.1437 | 216.316 | 9.5403 | 0.81255 | 711.811
5.8444 | 9.1399 | 2.4294 | 6.6836 | 101.038 | 13.9394 | 2.8388 | 6.0007 | 20.1438 | 32.1321 | 270.295 | 12.052 | 0.87982 | 1141.66
13.7018 | 18.8313 | 2.9741 | 8.5765 | 120.007 | 8.5787 | 3.3053 | 10.5435 | 18.4292 | 19.097 | 80.6676 | 19.8515 | 1.5971 | 1199.81
15.2824 | 10.1008 | 1.9853 | 7.3029 | 111.375 | 6.6698 | 1.6863 | 5.3942 | 22.1612 | 17.6223 | 172.832 | 23.5577 | 0.62083 | 760.404
12.3713 | 19.5917 | 2.0114 | 9.5494 | 69.3018 | 13.8522 | 2.998 | 7.2916 | 7.8221 | 24.3364 | 144.64 | 13.7497 | 1.3964 | 1010.51
6.3317 | 11.5195 | 2.9413 | 10.3801 | 73.4033 | 11.0238 | 3.3921 | 5.1535 | 14.49 | 40.8212 | 231.824 | 8.4421 | 1.6694 | 786.398
7.7177 | 17.6515 | 1.562 | 7.7831 | 105.238 | 14.4473 | 1.0972 | 11.8676 | 26.3405 | 30.1662 | 124.156 | 6.4929 | 0.99997 | 741.774
18.9223 | 18.3996 | 2.3146 | 6.1546 | 114.248 | 5.189 | 1.2777 | 16.8416 | 26.4573 | 25.9037 | 67.9484 | 18.3261 | 1.3162 | 752.215
10.7698 | 13.2181 | 2.367 | 10.7143 | 94.5519 | 8.6992 | 2.1148 | 6.7256 | 26.2878 | 44.521 | 217.162 | 8.1865 | 0.52554 | 1181.69
5.1412 | 17.0397 | 2.6882 | 10.2344 | 148.074 | 10.7041 | 2.465 | 15.1247 | 25.1901 | 13.8387 | 252.439 | 23.6631 | 1.2829 | 880.557
10.0469 | 7.9915 | 1.8586 | 9.1457 | 99.7971 | 10.5225 | 3.9461 | 15.2125 | 6.8199 | 9.3101 | 162.829 | 19.3727 | 1.5597 | 1103.14
10.4654 | 17.1872 | 2.9651 | 8.2778 | 71.1771 | 6.9558 | 1.1311 | 7.8607 | 22.7462 | 41.8138 | 260.284 | 12.7612 | 1.8432 | 1086.94
19.9351 | 9.9947 | 2.3924 | 6.8729 | 132.951 | 6.4229 | 1.9703 | 12.1891 | 11.4789 | 3.74 | 272.696 | 11.5545 | 1.478 | 1168.23
13.3717 | 19.838 | 1.3762 | 9.913 | 62.1054 | 8.6117 | 2.964 | 5.5316 | 12.9657 | 39.6793 | 252.014 | 8.6775 | 1.9173 | 1052.98
14.811 | 6.6308 | 2.5006 | 8.9262 | 50.4642 | 14.2001 | 2.9708 | 15.826 | 10.9108 | 48.7327 | 225.606 | 15.5874 | 1.2103 | 796.223
12.1309 | 13.3006 | 2.3162 | 8.6028 | 67.6071 | 10.7538 | 3.9648 | 13.4645 | 2.7871 | 18.1673 | 224.447 | 14.827 | 1.8745 | 1177.07
17.9605 | 5.9489 | 2.8489 | 10.589 | 59.5111 | 6.8213 | 2.7122 | 17.7362 | 20.4649 | 30.6351 | 79.89 | 12.3332 | 0.73884 | 886.964
15.6145 | 7.0278 | 2.7968 | 10.189 | 75.6861 | 14.6161 | 1.6977 | 8.065 | 23.4248 | 2.4582 | 105.897 | 15.8119 | 1.1289 | 852.403
12.1813 | 15.3609 | 1.2273 | 5.5971 | 101.767 | 8.0023 | 2.7385 | 18.5907 | 17.1778 | 43.5088 | 179.919 | 7.4325 | 1.4961 | 717.741
13.5102 | 15.5997 | 2.0805 | 5.5521 | 111.108 | 8.9967 | 2.3799 | 9.6489 | 5.8423 | 40.1644 | 192.618 | 23.1309 | 1.7925 | 1055.96
16.9666 | 7.3934 | 2.188 | 7.7715 | 135.544 | 11.0991 | 2.6348 | 17.2809 | 28.06 | 23.8476 | 190.555 | 9.0808 | 1.7026 | 870.508
12.9042 | 5.1952 | 1.6083 | 9.0907 | 62.8082 | 12.4908 | 3.6015 | 8.534 | 9.6383 | 47.3661 | 120.111 | 10.6768 | 1.8399 | 924.762
8.5609 | 14.9312 | 2.092 | 10.9405 | 107.466 | 5.4393 | 3.7659 | 16.0079 | 22.7782 | 4.145 | 243.032 | 23.8068 | 1.9254 | 1018.12
15.6775 | 15.1351 | 2.7394 | 7.9494 | 62.7144 | 11.3368 | 2.3822 | 16.0852 | 17.6413 | 3.2463 | 204.34 | 22.5131 | 1.0564 | 1146.9
14.5224 | 10.4251 | 2.1228 | 5.4485 | 111.545 | 6.5488 | 2.0411 | 8.4009 | 17.3054 | 42.4215 | 206.469 | 22.587 | 1.2635 | 1068.86
18.5595 | 18.3701 | 1.8765 | 6.955 | 60.5907 | 10.0335 | 3.1517 | 16.6757 | 13.1432 | 41.0624 | 133.884 | 20.62 | 1.9076 | 845.618
9.3744 | 19.7425 | 1.9149 | 7.397 | 93.502 | 12.0639 | 1.6667 | 7.0788 | 5.9681 | 42.5912 | 284.327 | 16.6628 | 0.7874 | 1065.85
9.8208 | 8.2835 | 2.7594 | 6.3175 | 140.995 | 8.8641 | 1.2473 | 13.3811 | 8.2818 | 46.8993 | 152.725 | 6.9045 | 1.6124 | 745.729
9.0797 | 6.3949 | 2.1983 | 6.6799 | 122.946 | 10.9858 | 1.2024 | 14.1822 | 26.5857 | 32.2435 | 84.5765 | 21.2724 | 0.54215 | 892.357
10.3817 | 13.1723 | 1.2384 | 8.9896 | 106.633 | 10.4498 | 2.4218 | 11.4165 | 3.4336 | 18.962 | 161.444 | 12.2481 | 1.544 | 972.476
8.6818 | 7.0102 | 2.0776 | 9.3263 | 127.564 | 9.707 | 1.9652 | 19.9031 | 17.1528 | 31.5522 | 103.179 | 17.9479 | 0.67976 | 956.395
10.8763 | 7.5812 | 1.9648 | 6.6027 | 72.9607 | 6.0055 | 1.1861 | 5.7899 | 7.7445 | 11.5473 | 73.4192 | 17.3253 | 1.2877 | 969.858
5.2754 | 6.5615 | 2.659 | 8.6272 | 107.03 | 12.7829 | 2.3166 | 17.9859 | 10.6816 | 15.6041 | 113.605 | 8.7507 | 1.7211 | 986.323
9.4743 | 11.3682 | 1.2004 | 5.3459 | 58.7444 | 13.9809 | 1.2291 | 12.0944 | 26.6701 | 34.7787 | 124.611 | 11.3806 | 1.5298 | 1191.6
6.1494 | 7.9359 | 2.0581 | 9.6092 | 142.077 | 9.6722 | 3.111 | 9.9561 | 28.7564 | 13.3593 | 128.708 | 10.4469 | 1.3199 | 923.744
15.4124 | 10.2826 | 2.4403 | 6.1234 | 142.764 | 10.3219 | 2.5127 | 9.1316 | 25.3053 | 18.5764 | 271.326 | 10.8936 | 1.481 | 806.861
9.4547 | 5.82 | 1.3349 | 9.4613 | 139.354 | 5.2097 | 3.3375 | 14.0056 | 28.8938 | 34.0734 | 162.409 | 16.7951 | 1.3283 | 1111.02
9.3335 | 14.5772 | 2.1142 | 8.0944 | 56.3368 | 7.6774 | 3.7448 | 8.9312 | 22.6395 | 12.2805 | 200.262 | 7.893 | 0.98468 | 1197.48
12.4019 | 6.1962 | 2.3825 | 8.0503 | 137.538 | 12.2092 | 3.982 | 6.3539 | 19.5724 | 37.4898 | 233.584 | 9.2883 | 1.6547 | 879.295
11.4357 | 17.008 | 1.5951 | 9.2096 | 81.4052 | 8.506 | 3.4181 | 10.9215 | 28.1962 | 44.317 | 176.522 | 8.7658 | 0.76255 | 722.617
13.4228 | 12.8414 | 2.7602 | 6.811 | 83.7548 | 13.7264 | 1.2534 | 11.3248 | 26.3754 | 9.1476 | 132.829 | 22.3786 | 0.68519 | 895.654
14.912 | 17.4727 | 2.782 | 6.8509 | 140.338 | 7.9713 | 2.7866 | 7.4954 | 4.7458 | 7.2506 | 283.714 | 13.2453 | 1.059 | 749.088
7.0471 | 18.9803 | 1.0446 | 8.732 | 100.582 | 9.4942 | 3.5529 | 18.0875 | 19.9888 | 14.4954 | 215.484 | 15.5054 | 0.83231 | 1036.08
11.5266 | 13.8375 | 2.2582 | 10.3882 | 138.19 | 12.713 | 3.5817 | 18.7079 | 16.5023 | 31.3007 | 121.003 | 10.0411 | 1.0522 | 1099.96
12.1026 | 11.6295 | 2.8011 | 8.9045 | 74.5602 | 10.8718 | 3.4332 | 14.6262 | 10.7635 | 29.3065 | 247.687 | 18.823 | 0.82809 | 1091.82
15.5222 | 10.0256 | 2.8715 | 6.8151 | 142.682 | 6.1485 | 3.5711 | 5.8431 | 15.24 | 34.9124 | 112.416 | 23.9642 | 1.3892 | 746.668
5.707 | 7.2207 | 1.9013 | 9.9221 | 51.8064 | 14.8339 | 1.1456 | 8.654 | 18.6774 | 25.8188 | 159.57 | 18.6193 | 1.3372 | 1131.26
6.6643 | 19.099 | 2.9967 | 6.427 | 107.876 | 11.7827 | 3.0521 | 12.9599 | 18.3867 | 46.0544 | 231.393 | 24.1408 | 1.3463 | 952.114
11.8407 | 9.4631 | 2.0333 | 7.111 | 80.5999 | 9.7846 | 2.2123 | 6.6489 | 22.2088 | 16.4218 | 257.445 | 21.9065 | 0.52679 | 798.151
10.7962 | 16.492 | 2.8669 | 5.405 | 114.516 | 7.1116 | 1.1778 | 7.514 | 4.1996 | 13.0947 | 136.556 | 19.1289 | 1.4877 | 1174.86
11.6716 | 7.9012 | 2.5266 | 9.0478 | 118.733 | 9.5333 | 3.0753 | 6.5489 | 20.9245 | 33.2938 | 249.888 | 6.829 | 0.84755 | 1146.16
12.0778 | 11.3203 | 2.3579 | 7.1152 | 89.9799 | 12.0997 | 3.6465 | 10.7544 | 2.7304 | 12.5087 | 248.956 | 7.6708 | 1.0688 | 1171
7.82 | 11.1104 | 2.414 | 5.1769 | 59.2086 | 7.3983 | 3.1407 | 17.3048 | 10.0451 | 41.6942 | 186.088 | 22.6293 | 0.6276 | 1081.89
12.8693 | 8.6186 | 2.8301 | 10.5002 | 101.505 | 12.684 | 3.9322 | 9.4654 | 13.8664 | 31.2067 | 273.696 | 6.0003 | 1.7425 | 855.557
6.5283 | 7.7548 | 2.6541 | 8.5151 | 125.083 | 11.1016 | 1.6581 | 7.1592 | 19.4623 | 6.1156 | 125.653 | 16.7395 | 0.62674 | 1008.02
15.6025 | 11.9653 | 1.7197 | 9.6312 | 145.766 | 5.3714 | 1.4696 | 5.0142 | 8.673 | 42.9889 | 90.6947 | 10.0306 | 1.0875 | 858.991
6.4348 | 13.9897 | 1.1615 | 5.9974 | 76.6966 | 8.959 | 3.6877 | 11.2938 | 20.7282 | 45.6386 | 94.3081 | 15.4857 | 1.579 | 1051.93
10.6369 | 12.5776 | 2.7284 | 5.0242 | 61.402 | 13.4985 | 1.8503 | 18.6692 | 15.6019 | 38.4139 | 130.959 | 18.8343 | 1.0493 | 950.508
10.5955 | 11.5315 | 1.2436 | 5.2954 | 147.016 | 11.556 | 1.8923 | 10.0473 | 4.9002 | 17.6791 | 95.2356 | 24.7454 | 1.9893 | 893.074
10.1223 | 9.7562 | 1.9292 | 10.2903 | 74.4963 | 8.1144 | 3.3843 | 7.4496 | 2.5484 | 11.4353 | 157.955 | 7.9976 | 1.1478 | 1162.84
12.6689 | 8.5297 | 2.0099 | 9.0757 | 65.1445 | 7.5968 | 2.795 | 10.3835 | 10.0689 | 36.6826 | 131.676 | 17.627 | 0.51853 | 912.475
16.7668 | 13.0322 | 1.1001 | 9.8275 | 54.0345 | 6.6755 | 1.5621 | 14.8045 | 29.6641 | 8.9704 | 166.628 | 20.0168 | 1.679 | 1121.21
16.5447 | 7.2739 | 2.1191 | 9.3171 | 116.775 | 12.4046 | 3.3989 | 14.4273 | 20.1123 | 4.9512 | 178.871 | 13.8963 | 1.7508 | 956.122
8.6692 | 12.825 | 1.0087 | 9.5271 | 109.331 | 8.1294 | 1.8735 | 7.9745 | 5.6503 | 21.4603 | 111.91 | 13.1577 | 1.6639 | 1093.32
9.9974 | 12.4329 | 2.5954 | 5.0303 | 112.306 | 8.645 | 1.6728 | 10.6618 | 6.7793 | 2.4705 | 211.736 | 8.5895 | 0.58217 | 875.369
12.2276 | 8.6678 | 2.6258 | 5.8386 | 117.523 | 10.5684 | 2.7194 | 18.3386 | 21.4242 | 10.3488 | 200.835 | 6.3627 | 1.8926 | 968.616
18.1064 | 8.5749 | 2.4338 | 5.0802 | 81.1397 | 7.3605 | 3.2489 | 18.7306 | 20.9715 | 31.8216 | 273.172 | 23.3675 | 1.9783 | 812.741
12.7464 | 16.9357 | 1.8657 | 8.8945 | 71.7211 | 13.015 | 1.3672 | 8.9393 | 28.4681 | 17.326 | 170.551 | 12.7303 | 1.2036 | 1014
17.8945 | 11.9306 | 2.8523 | 7.4123 | 84.2665 | 14.6414 | 1.0625 | 8.8529 | 23.0422 | 25.0151 | 126.301 | 12.8476 | 1.3513 | 1165.12
18.1894 | 6.0607 | 2.6327 | 10.134 | 71.4367 | 7.9192 | 1.3592 | 13.0969 | 3.0625 | 5.6036 | 267.736 | 20.762 | 0.75525 | 970.889
11.7013 | 15.2819 | 1.5307 | 9.2362 | 143.781 | 14.4048 | 2.8101 | 7.0549 | 19.3281 | 24.247 | 277.918 | 17.8416 | 0.97094 | 861.12
9.8846 | 10.8038 | 1.2969 | 7.9872 | 119.401 | 6.1248 | 2.7051 | 10.6034 | 8.4523 | 42.7281 | 286.802 | 20.4589 | 0.5856 | 965.015
15.0146 | 7.4049 | 1.778 | 9.5733 | 94.0928 | 14.3615 | 1.777 | 15.4098 | 12.2561 | 39.3172 | 225.494 | 10.3673 | 1.5319 | 856.467
14.6449 | 5.1652 | 1.546 | 10.8244 | 103.459 | 13.847 | 3.6933 | 11.0169 | 19.5422 | 12.6931 | 171.213 | 22.0283 | 1.9439 | 705.837
6.6246 | 5.5759 | 2.3446 | 7.9274 | 64.3432 | 10.3463 | 1.9104 | 18.8411 | 15.5142 | 28.9003 | 156.228 | 20.8642 | 0.6933 | 877.849
14.748 | 8.6892 | 1.8472 | 5.5709 | 88.9996 | 9.9342 | 2.5685 | 11.7456 | 21.6763 | 39.8558 | 195.335 | 10.7389 | 1.4027 | 804.319
7.6518 | 13.1074 | 2.2326 | 6.9789 | 149.982 | 5.8023 | 2.9245 | 14.9318 | 10.583 | 10.9648 | 264.339 | 6.7302 | 0.69734 | 767.181
15.8434 | 15.5606 | 1.1821 | 5.3118 | 125.528 | 5.5173 | 3.5424 | 11.7036 | 26.9616 | 4.5129 | 187.707 | 10.9562 | 1.3646 | 910.768
9.9493 | 19.727 | 2.0716 | 7.5175 | 146.792 | 14.1742 | 3.3722 | 12.6246 | 9.8771 | 32.6703 | 156.065 | 16.9422 | 1.2691 | 1186.74
13.1505 | 8.0996 | 2.4381 | 9.4053 | 54.7826 | 11.5146 | 2.0828 | 17.4063 | 27.4487 | 24.1053 | 122.406 | 14.1932 | 0.50845 | 731.216
12.2928 | 9.1074 | 1.9803 | 5.3212 | 51.0418 | 12.51 | 2.9005 | 5.259 | 15.8679 | 22.5178 | 293.279 | 10.5735 | 1.3604 | 958.872
11.0781 | 8.2572 | 1.1766 | 7.6745 | 84.9331 | 5.8411 | 2.1908 | 9.3472 | 27.9188 | 43.3106 | 298.994 | 6.4702 | 1.646 | 853.199
17.5327 | 6.0323 | 2.9263 | 7.0046 | 63.8949 | 9.3097 | 3.4415 | 5.0429 | 23.3375 | 40.2096 | 265.226 | 24.2897 | 1.4653 | 1044.94
10.8443 | 19.5404 | 2.8384 | 10.9747 | 80.8575 | 12.2359 | 3.7981 | 6.034 | 8.9995 | 27.1389 | 180.755 | 16.137 | 1.3836 | 779.519
6.3808 | 11.4837 | 1.694 | 7.1851 | 129.389 | 10.1962 | 2.3356 | 11.786 | 19.3714 | 29.4403 | 102.132 | 10.286 | 1.672 | 1122.91
6.9013 | 6.3341 | 1.2248 | 5.1441 | 65.3115 | 13.2837 | 3.6494 | 14.9818 | 28.3725 | 21.1972 | 229.966 | 21.3004 | 1.7319 | 958.196
17.2181 | 7.7027 | 2.5244 | 6.7718 | 143.236 | 12.8061 | 1.319 | 12.3321 | 19.104 | 39.1288 | 244.429 | 7.6144 | 1.9368 | 1113.4
11.8135 | 14.1089 | 1.3884 | 5.6971 | 79.3164 | 12.3418 | 1.139 | 15.9056 | 15.8205 | 26.6219 | 286.098 | 22.9577 | 1.5061 | 811.009
10.6921 | 8.4312 | 2.5612 | 6.9209 | 121.31 | 14.9303 | 2.153 | 14.4881 | 18.1702 | 27.7118 | 102.683 | 16.9234 | 0.63383 | 995.445
11.8921 | 18.6521 | 1.0484 | 5.3939 | 95.7103 | 8.2789 | 2.7733 | 16.7822 | 15.7626 | 7.6599 | 247.472 | 18.7272 | 1.1749 | 753.083
10.9879 | 5.3109 | 1.3923 | 10.2531 | 110.548 | 6.0633 | 1.4008 | 11.8322 | 27.1479 | 19.7796 | 74.0037 | 10.5042 | 0.64548 | 807.745
18.4758 | 5.9937 | 1.4433 | 10.4202 | 91.2749 | 7.4761 | 1.1123 | 13.6131 | 9.9823 | 45.3714 | 129.631 | 9.3381 | 0.85197 | 1033.92
15.343 | 15.2651 | 1.6374 | 8.7071 | 131.675 | 7.0324 | 2.028 | 11.6403 | 18.8733 | 19.5434 | 258.516 | 21.687 | 1.1631 | 1016.79
16.5899 | 9.6916 | 1.8813 | 7.7094 | 118.133 | 7.3394 | 2.194 | 14.6969 | 14.9817 | 35.533 | 261.768 | 24.5423 | 1.3579 | 897.165
15.7869 | 19.7919 | 1.8006 | 5.6711 | 70.3095 | 10.2607 | 2.347 | 14.3178 | 11.8799 | 15.4135 | 290.776 | 21.8417 | 0.50119 | 1007.29
9.6106 | 7.3089 | 1.9549 | 7.0342 | 126.996 | 5.9632 | 1.2376 | 6.8601 | 6.7075 | 33.4953 | 263.282 | 18.738 | 1.2429 | 771.833
7.7686 | 19.2047 | 2.6452 | 10.4084 | 92.6086 | 13.0929 | 1.4407 | 19.1651 | 18.5393 | 7.8747 | 76.8638 | 11.8634 | 1.7467 | 1149.02
18.325 | 13.5241 | 2.1538 | 9.5315 | 77.1684 | 10.2175 | 3.0351 | 6.7885 | 16.0799 | 35.6089 | 151.791 | 21.3651 | 0.9368 | 938.344
15.2009 | 16.0182 | 1.0291 | 7.7383 | 56.6406 | 11.7582 | 1.6025 | 11.8051 | 21.8968 | 22.1994 | 213.316 | 13.5585 | 1.3058 | 814.644
10.5141 | 13.5819 | 2.5943 | 9.0009 | 85.77 | 13.3768 | 2.1318 | 18.2407 | 18.6936 | 9.9654 | 109.428 | 23.0183 | 1.6346 | 1076.31
8.4974 | 7.1566 | 1.7854 | 9.185 | 85.7103 | 5.3856 | 3.256 | 5.7823 | 21.128 | 5.7168 | 239.9 | 8.8932 | 0.61838 | 1156.15
5.4825 | 6.2167 | 1.4735 | 8.6639 | 97.6876 | 13.185 | 3.8191 | 16.0323 | 3.5109 | 20.4317 | 107.627 | 18.4712 | 0.5488 | 930.483
18.3815 | 12.0027 | 1.9424 | 10.9234 | 113.107 | 10.1738 | 3.2863 | 14.9614 | 25.6336 | 32.7979 | 296.93 | 21.4968 | 1.3804 | 1041.91
7.5962 | 6.7421 | 1.7967 | 9.5129 | 69.022 | 8.3004 | 1.812 | 11.2297 | 26.8189 | 25.6696 | 74.8547 | 23.1613 | 1.8519 | 1073.09
9.7586 | 13.0124 | 2.5764 | 7.5851 | 92.0953 | 11.8071 | 2.5341 | 6.3903 | 16.6361 | 38.2472 | 140.286 | 20.4979 | 1.4193 | 711.156
10.9106 | 19.3651 | 2.2276 | 10.5775 | 116.331 | 12.2745 | 3.1163 | 9.7345 | 16.8492 | 44.7664 | 85.0456 | 19.3077 | 1.7967 | 901.757
16.1991 | 5.3698 | 1.7102 | 7.8305 | 81.7733 | 5.1746 | 1.8261 | 13.51 | 16.5385 | 17.8523 | 211.366 | 24.9039 | 0.54517 | 1109.01
15.112 | 19.0043 | 2.9819 | 6.1635 | 126.166 | 7.2917 | 2.4855 | 14.3951 | 28.7687 | 6.8134 | 97.2503 | 15.626 | 1.1526 | 798.878
14.4637 | 11.4024 | 2.9181 | 8.5993 | 53.1066 | 6.736 | 1.8838 | 11.987 | 1.7047 | 27.2331 | 222.535 | 9.0091 | 1.0765 | 834.246
12.4721 | 10.6356 | 1.7034 | 7.4688 | 108.382 | 8.4188 | 3.3263 | 15.8498 | 17.9989 | 33.6869 | 167.368 | 24.9686 | 1.9334 | 1020.38
15.9405 | 12.7765 | 1.2633 | 6.7556 | 85.1688 | 5.737 | 3.9167 | 8.892 | 12.6496 | 30.6548 | 90.442 | 21.5792 | 1.2937 | 898.65
11.2294 | 10.562 | 2.8826 | 7.6642 | 115.561 | 14.5115 | 3.6185 | 13.2653 | 25.826 | 3.4524 | 194.771 | 14.3457 | 1.4983 | 862.611
14.8991 | 8.8389 | 1.4188 | 8.7797 | 97.756 | 6.3532 | 3.7269 | 18.9458 | 6.8887 | 8.7883 | 234.496 | 11.4834 | 1.5099 | 1090.81
8.9494 | 15.4755 | 2.8157 | 6.6246 | 60.3786 | 6.1834 | 3.0417 | 17.5872 | 6.5203 | 26.5501 | 131.854 | 21.8007 | 0.82193 | 1133.54
9.1611 | 11.8164 | 2.8424 | 5.3676 | 94.2769 | 14.9733 | 2.2672 | 10.3618 | 15.9422 | 13.128 | 138.081 | 20.5658 | 1.4286 | 900.501
8.9342 | 14.7713 | 1.8392 | 8.2009 | 96.206 | 12.3037 | 1.9164 | 18.5544 | 4.4595 | 34.3333 | 220.567 | 7.209 | 1.2397 | 1001.64
18.9808 | 16.5607 | 1.3449 | 7.2771 | 113.327 | 7.1802 | 1.2637 | 8.0913 | 17.7028 | 7.2081 | 232.578 | 23.7055 | 0.97922 | 1179.66
16.3573 | 18.1194 | 1.7369 | 7.641 | 70.6371 | 12.9809 | 3.2896 | 13.7557 | 25.6616 | 49.0733 | 119.217 | 24.1916 | 1.537 | 890.216
16.0921 | 15.0739 | 1.5904 | 8.1539 | 53.5144 | 11.17 | 3.2039 | 19.7772 | 2.9306 | 36.3344 | 223.03 | 10.7874 | 1.4476 | 979.127
13.5715 | 16.417 | 1.0831 | 10.0107 | 148.562 | 7.7521 | 1.4894 | 7.676 | 12.7953 | 37.5621 | 245.858 | 18.3844 | 1.8863 | 999.961
9.0231 | 14.114 | 1.8324 | 6.1284 | 76.1293 | 9.2548 | 1.9495 | 17.4423 | 8.8882 | 41.0137 | 135.722 | 20.2368 | 0.5562 | 936.929
11.5715 | 8.4556 | 1.2522 | 10.3587 | 126.363 | 11.3903 | 1.5295 | 5.1249 | 8.0978 | 35.989 | 197.474 | 19.7193 | 1.2553 | 912.823
13.3558 | 7.4916 | 2.5811 | 5.9212 | 67.0998 | 10.0733 | 2.457 | 11.1462 | 29.999 | 6.9996 | 108.698 | 11.9312 | 1.6568 | 1129.7
16.5688 | 8.7652 | 1.8702 | 5.2763 | 90.8794 | 14.2821 | 1.6356 | 14.1024 | 8.5362 | 33.9088 | 114.905 | 17.1058 | 0.92298 | 707.501
7.1104 | 7.6382 | 1.5277 | 10.7866 | 66.2766 | 10.4149 | 3.6029 | 11.9332 | 7.1899 | 34.6685 | 275.8 | 24.5213 | 0.71376 | 1104.79
17.0429 | 14.4005 | 1.7255 | 7.1632 | 74.7632 | 7.2536 | 3.1725 | 19.7736 | 22.9468 | 15.9316 | 174.319 | 17.9186 | 1.1238 | 947.232
12.2763 | 19.2302 | 1.0113 | 10.0156 | 99.6225 | 14.735 | 2.4409 | 6.8711 | 28.5801 | 25.9731 | 278.303 | 18.7715 | 0.58394 | 966.389
12.9052 | 6.4224 | 2.5546 | 10.868 | 80.6503 | 14.6736 | 1.7342 | 10.4389 | 26.2289 | 12.6142 | 280.507 | 24.0046 | 1.7819 | 1087.27
11.8604 | 12.5251 | 2.6399 | 9.5826 | 62.9099 | 14.517 | 1.9288 | 14.5796 | 2.8686 | 17.7702 | 90.1193 | 14.5196 | 1.8373 | 1057.57
18.093 | 17.4153 | 1.2419 | 8.8391 | 101.855 | 8.8583 | 1.7459 | 17.1393 | 19.6852 | 4.6269 | 129.351 | 23.418 | 0.92368 | 936.68
17.7486 | 10.1833 | 1.2018 | 7.4665 | 130.787 | 10.6876 | 2.7165 | 7.7264 | 15.6605 | 15.0317 | 185.183 | 9.0043 | 0.70231 | 733.912
18.8646 | 10.6526 | 2.3151 | 10.3529 | 64.4116 | 10.2178 | 2.7807 | 11.8724 | 14.3085 | 32.2653 | 186.042 | 15.5012 | 0.99335 | 1006.35
19.7245 | 8.8899 | 2.8264 | 5.729 | 148.215 | 11.9069 | 1.5742 | 18.9144 | 12.8288 | 37.4163 | 165.609 | 14.267 | 1.3537 | 832.319
16.1931 | 16.2161 | 1.7544 | 6.7407 | 139.468 | 7.2124 | 1.6424 | 18.9886 | 24.784 | 48.5631 | 212.049 | 20.638 | 1.5623 | 1008.45
13.25 | 8.4466 | 1.8182 | 7.5959 | 121.482 | 8.118 | 2.2156 | 13.8018 | 29.1031 | 27.3461 | 270.436 | 21.4598 | 0.56095 | 739.444
14.056 | 19.3219 | 2.666 | 5.603 | 131.538 | 8.0952 | 3.4234 | 12.1665 | 18.8133 | 28.6392 | 226.713 | 8.3221 | 0.88252 | 783.737
18.1467 | 16.1574 | 1.9713 | 10.5464 | 134.332 | 14.7777 | 2.9754 | 18.4153 | 8.7834 | 38.9852 | 271.434 | 10.6161 | 0.72374 | 1195.19
11.4889 | 15.0324 | 1.9022 | 6.7599 | 81.474 | 11.8222 | 2.5253 | 18.5774 | 15.5974 | 35.6529 | 299.166 | 22.3056 | 1.7997 | 1018.62
11.732 | 6.776 | 2.4621 | 7.1141 | 57.0414 | 7.808 | 2.5863 | 16.1807 | 7.2337 | 16.0415 | 106.393 | 20.554 | 0.79934 | 883.874
16.0216 | 9.4189 | 2.878 | 9.505 | 107.364 | 12.3965 | 2.8821 | 9.6361 | 9.1443 | 6.3859 | 84.2834 | 23.4659 | 1.2116 | 768.881
14.3717 | 11.8038 | 2.5472 | 7.294 | 144.84 | 7.9247 | 2.7448 | 14.3692 | 12.4466 | 17.0075 | 144.644 | 14.207 | 1.2533 | 1004.29
9.5234 | 6.2997 | 1.5558 | 6.3129 | 81.6806 | 6.8649 | 3.5564 | 16.3839 | 28.2874 | 25.8523 | 240.867 | 10.9397 | 1.2162 | 1122.53
10.9294 | 16.2511 | 2.2004 | 6.6845 | 127.365 | 6.6374 | 2.8143 | 19.5193 | 10.7915 | 37.5091 | 168.321 | 10.8333 | 1.0427 | 1189.54
18.7132 | 14.4338 | 1.2718 | 7.1697 | 100.595 | 10.133 | 2.9024 | 10.5505 | 29.1325 | 31.9881 | 87.9172 | 20.2297 | 1.6046 | 860.886
11.4827 | 11.9011 | 1.0151 | 7.5604 | 58.7991 | 13.9331 | 3.2605 | 14.2135 | 15.1992 | 43.4244 | 203.981 | 19.8358 | 0.85262 | 1134.4
11.8032 | 7.3385 | 2.0003 | 9.8277 | 125.706 | 13.6628 | 3.2226 | 6.5245 | 19.8139 | 4.9069 | 236.538 | 8.7001 | 1.0205 | 849.443
5.073 | 12.0448 | 1.714 | 9.1368 | 53.6973 | 9.9123 | 3.6598 | 6.0792 | 13.6657 | 9.8202 | 162.708 | 12.1577 | 1.308 | 1128.72
8.2148 | 17.518 | 2.5587 | 5.0129 | 57.8664 | 6.942 | 1.9081 | 17.9079 | 6.3908 | 15.2006 | 44.8191 | 18.8476 | 0.87482 | 933.579
6.5302 | 13.5153 | 2.3355 | 6.0307 | 97.7104 | 9.136 | 3.7879 | 6.6027 | 21.1826 | 10.1491 | 199.419 | 7.9996 | 1.6296 | 766.518
11.3168 | 17.6429 | 1.5421 | 5.7916 | 51.1025 | 8.9773 | 1.7504 | 16.5155 | 27.8849 | 46.1779 | 108.499 | 16.3793 | 0.98818 | 1083.49
17.7103 | 5.4158 | 1.6721 | 6.4961 | 94.0543 | 10.5333 | 1.3322 | 9.0605 | 25.1651 | 41.4547 | 91.563 | 16.8174 | 0.53821 | 744.525
17.6203 | 17.1488 | 2.1872 | 6.136 | 67.8143 | 6.3537 | 1.6749 | 19.673 | 2.9325 | 19.9049 | 96.2206 | 21.0478 | 0.88867 | 921.699
9.0091 | 5.8758 | 1.0578 | 8.2135 | 69.068 | 7.9622 | 1.316 | 18.7213 | 11.2811 | 47.454 | 69.9569 | 21.2231 | 0.52742 | 948.17
9.2912 | 6.6466 | 1.7447 | 5.3284 | 76.3969 | 7.6254 | 3.8108 | 19.167 | 26.9064 | 14.9451 | 157.505 | 15.6464 | 1.9514 | 1167.62
8.2996 | 14.9593 | 2.0324 | 8.2253 | 56.6215 | 12.3269 | 1.877 | 5.9085 | 2.1716 | 44.2991 | 197.323 | 24.7954 | 1.5906 | 935.961
19.3518 | 15.8358 | 1.842 | 7.0084 | 118.856 | 14.0722 | 3.9269 | 14.7106 | 24.6333 | 33.1413 | 247.485 | 24.5131 | 1.0792 | 737.892
15.0102 | 5.5052 | 2.4219 | 10.8603 | 136.091 | 9.8656 | 2.9554 | 17.8551 | 11.2988 | 48.8301 | 154.197 | 11.243 | 0.51948 | 1034.47
8.1304 | 8.5694 | 1.5184 | 8.3671 | 63.0748 | 13.3797 | 1.0472 | 9.4459 | 22.2716 | 20.1954 | 253.83 | 20.0299 | 1.2765 | 807.821
6.2953 | 12.7469 | 1.9255 | 6.8532 | 97.2855 | 8.3775 | 2.1117 | 8.7209 | 29.8571 | 36.0339 | 241.742 | 6.0577 | 1.1914 | 746.818
11.1892 | 6.4422 | 1.4837 | 8.0399 | 106.42 | 9.2032 | 1.9008 | 5.9609 | 19.733 | 36.0789 | 136.212 | 7.1441 | 1.9371 | 795.013
9.1241 | 8.3918 | 2.6811 | 10.0039 | 137.68 | 5.2973 | 2.9713 | 13.733 | 16.4069 | 37.8604 | 103.056 | 21.3816 | 1.1093 | 1027.95
15.0755 | 12.2418 | 1.4895 | 10.6049 | 106.966 | 13.639 | 2.1601 | 12.0949 | 24.5448 | 43.1976 | 254.772 | 17.3799 | 1.2549 | 817.398
12.9247 | 18.0433 | 2.9975 | 9.8849 | 122.55 | 14.2943 | 1.1592 | 16.9834 | 3.3806 | 14.0059 | 83.5969 | 15.2263 | 1.0066 | 915.111
13.6095 | 12.3528 | 2.4086 | 6.8905 | 67.0556 | 13.453 | 1.5621 | 13.3832 | 22.0473 | 4.4068 | 262.707 | 18.3166 | 1.4802 | 829.609
16.345 | 10.1707 | 1.0768 | 7.5355 | 148.532 | 8.7072 | 1.195 | 16.6341 | 28.3891 | 19.5356 | 156.347 | 6.6386 | 1.951 | 1148.34
13.1411 | 14.6358 | 1.7852 | 5.8472 | 55.1433 | 10.7028 | 2.5334 | 5.1587 | 1.539 | 34.0762 | 192.908 | 19.1878 | 1.292 | 893.976
18.8957 | 10.7699 | 1.0443 | 9.5356 | 142.74 | 14.8207 | 2.1003 | 10.6638 | 10.3795 | 44.872 | 193.439 | 19.9976 | 0.9099 | 883.279
11.5474 | 13.6342 | 1.2799 | 9.0361 | 67.4862 | 10.2875 | 1.3869 | 14.8379 | 11.579 | 11.4929 | 81.5598 | 23.8128 | 1.9889 | 1185.26
17.9034 | 11.0196 | 2.311 | 9.9094 | 78.1226 | 11.001 | 1.1494 | 11.6268 | 18.3288 | 34.6913 | 157.892 | 7.7357 | 1.2692 | 1024.62
8.9086 | 7.832 | 2.3512 | 5.5571 | 148.94 | 12.3683 | 3.1113 | 7.5813 | 4.6772 | 36.3282 | 269.22 | 21.8838 | 1.8884 | 1143.42
13.3711 | 19.2655 | 1.6693 | 6.0733 | 51.9924 | 14.3726 | 2.1524 | 17.2488 | 17.5051 | 33.6119 | 99.4739 | 11.0943 | 1.402 | 962.239
10.5688 | 5.074 | 2.5167 | 7.3675 | 75.7301 | 5.4084 | 3.0786 | 13.7379 | 5.3625 | 28.5477 | 236.668 | 18.0635 | 1.4781 | 721.37
15.4681 | 9.3234 | 2.6516 | 5.9606 | 145.076 | 6.0051 | 2.0738 | 10.3357 | 29.7671 | 27.1682 | 287.871 | 19.8814 | 1.8916 | 735.671
15.6239 | 5.6231 | 2.9313 | 9.3856 | 142.125 | 11.3352 | 3.2755 | 8.8327 | 28.7048 | 17.5382 | 169.222 | 17.1087 | 1.375 | 1088.15
6.9109 | 7.3742 | 2.2804 | 10.5557 | 131.297 | 12.6382 | 2.6096 | 6.2305 | 25.7182 | 49.2578 | 252.788 | 17.2734 | 0.58981 | 904.709
8.6454 | 17.7303 | 1.3404 | 10.2269 | 62.2125 | 8.2692 | 3.8872 | 7.5456 | 28.5455 | 39.7555 | 237.409 | 21.1514 | 1.3173 | 899.743
19.9141 | 12.7855 | 1.8988 | 8.2872 | 149.588 | 14.2148 | 1.684 | 12.8657 | 8.4745 | 44.381 | 222.139 | 22.4574 | 0.95764 | 900.975
9.3726 | 8.2636 | 2.7058 | 7.3176 | 50.4057 | 8.767 | 2.2796 | 10.6049 | 29.8217 | 39.9288 | 61.9582 | 19.8065 | 0.77825 | 946.307
17.643 | 11.2997 | 1.5759 | 10.3764 | 149.081 | 12.0969 | 1.3442 | 13.4903 | 9.596 | 28.7441 | 212.323 | 6.4794 | 0.50181 | 760.14
8.4308 | 16.7788 | 2.2579 | 7.2148 | 70.0507 | 12.7614 | 3.78 | 15.6944 | 12.6092 | 2.1529 | 242.924 | 7.4196 | 1.4209 | 1052.1
8.495 | 6.7114 | 2.8151 | 6.88 | 60.709 | 12.3042 | 1.9183 | 6.1787 | 12.7359 | 20.6696 | 298.163 | 24.5641 | 0.55036 | 768.156
11.7561 | 9.1291 | 2.4969 | 6.1049 | 109.281 | 6.1598 | 1.0891 | 5.8017 | 27.5424 | 13.6554 | 239.158 | 17.8656 | 1.7 | 1080.99
6.2146 | 18.172 | 1.3361 | 5.3688 | 142.789 | 13.2806 | 2.8518 | 17.7923 | 11.792 | 8.2095 | 221.097 | 10.6662 | 0.60799 | 724.325
14.2455 | 13.0293 | 2.2865 | 8.6902 | 149.927 | 10.4758 | 1.5669 | 14.5294 | 15.5027 | 19.6532 | 149.901 | 24.7047 | 1.1688 | 964.155
7.1054 | 7.8759 | 1.3489 | 7.8874 | 69.5109 | 7.0298 | 3.418 | 6.1364 | 8.6154 | 5.6872 | 125.669 | 18.4798 | 1.8511 | 876.144
9.1546 | 19.9453 | 2.3634 | 5.1124 | 120.392 | 14.8454 | 3.1781 | 8.5329 | 10.9532 | 25.047 | 186.531 | 16.2593 | 1.8185 | 1153.4
13.102 | 7.9804 | 1.1821 | 8.08 | 119.591 | 14.2253 | 2.375 | 6.3511 | 12.0468 | 46.73 | 163.49 | 15.9313 | 1.9842 | 835.358
10.9762 | 15.1921 | 2.0538 | 7.1338 | 89.4558 | 13.8237 | 2.2478 | 11.168 | 9.0532 | 21.6751 | 177.925 | 18.0738 | 0.52554 | 1061.1
18.1873 | 7.5693 | 1.8931 | 10.421 | 127.121 | 9.7855 | 3.4621 | 7.8169 | 28.8669 | 33.4797 | 112.554 | 14.0411 | 0.75873 | 1116.77
13.8608 | 16.5043 | 1.8556 | 8.9504 | 88.0999 | 12.5999 | 2.029 | 6.6877 | 18.8985 | 25.4398 | 87.0526 | 20.9519 | 1.1995 | 839.111
13.4339 | 10.0907 | 2.1995 | 5.7514 | 86.9786 | 5.475 | 1.4117 | 8.4778 | 23.9249 | 24.4687 | 143.191 | 21.3931 | 1.1733 | 1075.9
19.4231 | 15.668 | 1.4204 | 5.0691 | 70.4454 | 8.5493 | 2.0588 | 13.5501 | 10.2223 | 38.1656 | 173.702 | 15.5564 | 0.94584 | 770.276
6.1976 | 15.1145 | 1.958 | 8.9953 | 143.489 | 10.369 | 2.3844 | 9.532 | 10.0931 | 30.19 | 170.784 | 22.8494 | 1.1807 | 979.035
15.8924 | 17.7039 | 2.8445 | 5.5903 | 83.927 | 6.4854 | 2.4271 | 6.4107 | 14.8557 | 35.1931 | 52.0195 | 23.5904 | 0.95307 | 1012.62
19.5956 | 13.764 | 2.3347 | 5.7766 | 94.789 | 14.327 | 1.7412 | 11.5543 | 20.8311 | 48.9887 | 130.002 | 11.8143 | 0.91787 | 1120.08
9.9349 | 17.8144 | 2.8654 | 7.1896 | 116.543 | 6.5364 | 1.6186 | 19.3271 | 22.9728 | 42.0477 | 292.161 | 11.3032 | 0.68657 | 927.962
12.3863 | 18.4234 | 2.4257 | 6.4281 | 63.8862 | 7.3197 | 1.023 | 13.0615 | 6.8599 | 19.1115 | 188.12 | 8.2277 | 1.9677 | 785.512
10.071 | 5.1151 | 1.295 | 6.9514 | 55.8338 | 9.8058 | 1.2074 | 7.0779 | 27.0176 | 10.8447 | 167.47 | 8.0843 | 0.72 | 1072.83
8.6303 | 19.3554 | 1.4042 | 8.7067 | 127.999 | 7.7671 | 1.5341 | 18.5728 | 21.7673 | 20.5917 | 252.868 | 22.597 | 1.3137 | 1144.94
17.0776 | 11.4925 | 1.8249 | 8.4438 | 84.5487 | 8.6202 | 1.0593 | 12.2953 | 3.1793 | 15.8763 | 261.709 | 11.7073 | 1.5782 | 950.247
19.542 | 16.941 | 1.6589 | 10.1243 | 147.919 | 5.7675 | 3.5936 | 12.2708 | 23.3333 | 30.4586 | 154.762 | 13.1066 | 1.1603 | 1181.75
12.1943 | 12.5611 | 2.6119 | 10.2548 | 111.229 | 5.4566 | 2.5486 | 16.4531 | 26.4268 | 29.031 | 195.242 | 21.1588 | 1.5847 | 952.982
13.0105 | 11.7053 | 2.831 | 7.087 | 130.539 | 5.1846 | 3.6355 | 8.0335 | 22.8457 | 2.3038 | 276.647 | 16.2072 | 0.63315 | 1000.62
9.8554 | 11.1441 | 1.5375 | 9.3786 | 123.995 | 11.6421 | 1.359 | 12.7471 | 19.0822 | 44.5254 | 219.646 | 11.3437 | 1.913 | 863.586
11.6697 | 11.7246 | 2.9419 | 8.6608 | 72.8891 | 6.395 | 3.4783 | 15.9246 | 14.4968 | 26.3255 | 103.489 | 24.075 | 1.6767 | 1056.51
17.2016 | 13.5043 | 2.7892 | 7.5008 | 55.5964 | 14.4562 | 3.8994 | 10.8741 | 5.1323 | 49.997 | 270.863 | 10.1833 | 0.80007 | 1132.52
6.8494 | 14.1353 | 1.3772 | 5.1375 | 105.695 | 9.0189 | 2.3111 | 8.2257 | 12.1865 | 18.0322 | 134.88 | 20.6177 | 1.9023 | 1190.09
15.0986 | 11.2004 | 2.169 | 7.7214 | 102.387 | 6.4413 | 2.045 | 7.0487 | 8.3561 | 47.8439 | 109.276 | 7.9927 | 1.6232 | 1076.49
18.7944 | 11.8682 | 1.3283 | 6.325 | 61.5691 | 6.6827 | 2.4478 | 5.0471 | 21.7095 | 34.6192 | 124.401 | 8.4266 | 1.5144 | 896.611
18.3293 | 5.5807 | 1.1389 | 6.8336 | 136.76 | 13.9581 | 3.7402 | 12.0179 | 23.6664 | 45.279 | 159.733 | 20.2943 | 0.73613 | 806.006
17.8255 | 9.7536 | 2.85 | 10.0516 | 79.8654 | 5.7283 | 1.1535 | 7.4426 | 24.1453 | 36.6087 | 125.999 | 7.9438 | 1.7664 | 784.113
16.5021 | 11.6182 | 2.4042 | 6.8097 | 68.2391 | 11.4437 | 1.1703 | 6.9916 | 29.4596 | 29.2002 | 206.255 | 15.7103 | 0.99722 | 923.079
5.5847 | 19.4817 | 2.6263 | 6.3039 | 126.329 | 9.2328 | 1.2223 | 12.8233 | 23.2239 | 24.0905 | 72.7227 | 16.9533 | 1.2369 | 832.653
19.2532 | 16.0716 | 1.0979 | 10.5296 | 84.7663 | 11.869 | 2.6335 | 15.3947 | 20.6231 | 15.216 | 131.558 | 24.951 | 1.3275 | 815.156
10.6222 | 7.0644 | 2.0925 | 7.6152 | 126.843 | 13.5074 | 2.1652 | 8.5639 | 22.927 | 24.8794 | 107.474 | 8.7192 | 1.0923 | 981.64
6.9967 | 6.7586 | 2.8051 | 8.9375 | 128.363 | 7.281 | 1.1156 | 19.8385 | 24.036 | 32.1118 | 136.488 | 13.5592 | 0.66093 | 1039.58
8.3436 | 5.3072 | 2.2204 | 9.454 | 55.4672 | 6.2313 | 2.3047 | 8.438 | 10.5568 | 33.918 | 222.714 | 23.8998 | 0.74439 | 810.082
19.9965 | 15.7503 | 1.1296 | 5.5149 | 74.8442 | 8.3061 | 1.4887 | 5.3557 | 19.2283 | 1.8148 | 205.266 | 18.9797 | 1.5825 | 1037.92
12.418 | 19.1339 | 2.2131 | 5.6799 | 71.4447 | 12.8299 | 1.4405 | 9.2371 | 22.1028 | 23.4933 | 190.692 | 18.5861 | 0.57051 | 874.617
10.2736 | 6.0009 | 2.0643 | 8.1593 | 61.4372 | 10.7625 | 3.2504 | 14.4171 | 25.0062 | 36.234 | 228.444 | 11.6916 | 1.4083 | 892.187
13.9063 | 18.3695 | 2.5936 | 6.0108 | 106.604 | 10.3966 | 2.0549 | 10.8159 | 2.7098 | 31.5327 | 182.312 | 9.6318 | 0.89766 | 879.749
7.4758 | 19.9136 | 1.9312 | 9.2614 | 117.999 | 10.9102 | 3.6029 | 9.6026 | 6.2543 | 34.38 | 256.824 | 12.6629 | 0.64417 | 844.548
18.2595 | 6.0966 | 2.4828 | 10.1398 | 81.7758 | 6.6145 | 2.8036 | 7.6436 | 5.6815 | 30.3934 | 235.401 | 19.0421 | 1.1528 | 1149.44
13.8453 | 17.3129 | 2.9667 | 6.4573 | 71.2036 | 9.2556 | 3.4049 | 6.8084 | 29.5141 | 17.9869 | 142.846 | 16.9783 | 1.368 | 1089.88
11.0445 | 17.0816 | 1.2345 | 6.338 | 118.707 | 8.2882 | 3.1942 | 7.2528 | 3.1147 | 49.5308 | 140.935 | 18.6311 | 1.038 | 1053.34
17.3606 | 18.5236 | 1.5349 | 6.4205 | 75.9544 | 5.6716 | 3.1493 | 16.8674 | 17.2681 | 42.3007 | 231.49 | 6.159 | 1.8952 | 796.334
17.946 | 15.4278 | 2.6567 | 9.1408 | 95.008 | 13.8318 | 1.4789 | 5.8611 | 6.1276 | 42.692 | 200.251 | 8.177 | 1.3868 | 1048.13
7.6631 | 16.632 | 1.2584 | 6.9286 | 85.2989 | 5.7222 | 3.7374 | 14.7573 | 19.495 | 39.4287 | 285.841 | 21.7745 | 0.69251 | 756.975
14.1261 | 16.557 | 1.0634 | 6.5107 | 98.396 | 12.7431 | 2.125 | 13.4314 | 22.3214 | 10.3924 | 196.711 | 17.1611 | 1.4457 | 941.965
12.6043 | 8.759 | 2.207 | 6.6213 | 105.946 | 5.6079 | 3.8941 | 10.9295 | 16.5595 | 9.5394 | 223.622 | 12.6289 | 0.68066 | 1010.16
14.9556 | 18.0747 | 2.1051 | 9.0188 | 145.885 | 8.9451 | 1.8172 | 15.7255 | 26.693 | 3.9043 | 229.199 | 24.2133 | 0.67056 | 1169.05
13.7053 | 11.238 | 1.9466 | 9.3977 | 137.906 | 9.3608 | 2.8963 | 6.1057 | 17.8829 | 5.0125 | 261.052 | 15.7499 | 1.3903 | 856.554
7.4489 | 18.1379 | 2.4856 | 5.7006 | 90.1848 | 13.1361 | 1.0991 | 15.4814 | 9.3073 | 20.0489 | 163.876 | 10.9525 | 1.1487 | 1167.31
18.2311 | 16.9072 | 1.3339 | 8.4697 | 88.467 | 13.596 | 1.8887 | 11.4471 | 25.9008 | 8.8881 | 141.73 | 24.7338 | 1.048 | 1180.11
6.6084 | 19.421 | 1.3011 | 9.9449 | 147.541 | 14.4121 | 3.5316 | 16.7794 | 9.4671 | 25.6297 | 114.973 | 14.4811 | 0.69692 | 1003.05
15.8518 | 9.5565 | 1.7676 | 9.3461 | 74.0174 | 9.5475 | 2.026 | 8.8698 | 17.668 | 26.0051 | 224.848 | 8.5591 | 0.77672 | 1146.48
10.416 | 18.2023 | 2.7203 | 10.5758 | 65.5441 | 5.5861 | 2.504 | 13.6483 | 27.1433 | 40.2053 | 265.128 | 11.4725 | 1.8324 | 996.448
7.3495 | 11.1581 | 2.0421 | 9.4151 | 87.6286 | 14.033 | 2.7907 | 11.4884 | 2.3288 | 20.7248 | 166.396 | 17.2054 | 1.7208 | 789.41
15.136 | 5.6626 | 1.3842 | 7.0325 | 119.98 | 5.9256 | 2.2624 | 5.5813 | 5.348 | 47.9518 | 176.941 | 24.2412 | 0.53087 | 938.723
6.5721 | 8.7023 | 2.5732 | 7.8163 | 108.339 | 6.2118 | 2.9145 | 15.1222 | 17.1698 | 11.9091 | 197.718 | 15.8677 | 0.572 | 1053.75
13.9292 | 8.4968 | 2.8048 | 8.7688 | 139.136 | 13.1901 | 1.9674 | 9.8424 | 20.0216 | 5.7988 | 96.5717 | 23.7161 | 1.9231 | 711.324
8.9586 | 11.5921 | 1.5719 | 5.8586 | 74.4702 | 8.3452 | 1.8349 | 10.9101 | 21.9574 | 19.3944 | 127.318 | 14.8334 | 1.1197 | 958.598
10.5027 | 7.7956 | 2.9732 | 5.3455 | 78.9239 | 5.3294 | 1.7708 | 17.7423 | 13.0291 | 21.7931 | 265.639 | 21.5186 | 1.5541 | 864.781
12.5155 | 17.5629 | 1.1865 | 7.3051 | 83.5281 | 14.9714 | 2.0002 | 19.2985 | 7.8694 | 17.072 | 294.749 | 17.7005 | 1.6837 | 1111.71
12.3221 | 10.5927 | 2.4924 | 7.805 | 75.2984 | 12.4337 | 2.5131 | 12.4953 | 18.0133 | 32.1201 | 176.37 | 23.2163 | 1.4716 | 965.991
19.3078 | 7.2069 | 1.7628 | 10.792 | 50.2142 | 13.4141 | 2.0071 | 11.2138 | 7.3292 | 20.8758 | 121.805 | 19.3064 | 1.6258 | 888.244
5.9593 | 13.55 | 2.9057 | 9.2309 | 107.758 | 7.8984 | 1.6334 | 5.5597 | 26.6081 | 25.1409 | 127.943 | 14.2534 | 1.1408 | 858.736
13.5014 | 12.8273 | 2.2419 | 6.7151 | 77.5209 | 14.9238 | 1.5032 | 5.2546 | 16.9292 | 15.5422 | 274.119 | 8.9769 | 0.88033 | 1105.92
14.0265 | 10.5478 | 2.1904 | 7.6267 | 114.283 | 8.1989 | 1.8284 | 16.1219 | 11.6453 | 44.6784 | 134.421 | 14.0836 | 1.0842 | 751.537
5.366 | 5.1549 | 1.9408 | 7.0403 | 87.2149 | 10.1206 | 3.5142 | 5.7111 | 14.0254 | 45.5345 | 290.258 | 9.5499 | 0.83545 | 820.865
10.6552 | 6.9913 | 1.1023 | 8.1099 | 89.9077 | 7.7206 | 2.3171 | 10.5104 | 8.7378 | 17.3502 | 258.394 | 17.9565 | 1.1675 | 995.256
5.2897 | 8.0886 | 2.7018 | 10.0781 | 110.306 | 8.6491 | 1.9378 | 5.1051 | 9.8756 | 12.9511 | 297.216 | 10.8455 | 1.8423 | 888.865
8.4619 | 18.0068 | 1.2654 | 7.3916 | 125.789 | 8.4382 | 2.9101 | 14.8723 | 25.5049 | 27.4702 | 174.014 | 19.6498 | 0.81046 | 776.272
15.5849 | 9.8527 | 1.997 | 9.6603 | 58.3505 | 12.1019 | 3.6444 | 5.5191 | 26.5833 | 47.0187 | 94.5505 | 16.466 | 1.5496 | 838.588
14.6951 | 17.1539 | 1.0376 | 9.9548 | 71.6225 | 7.7388 | 2.5687 | 5.3929 | 11.9491 | 46.5753 | 62.5633 | 23.532 | 1.6914 | 905.424
18.2868 | 18.8558 | 1.5464 | 9.117 | 63.7075 | 7.0657 | 1.6654 | 8.303 | 28.6751 | 23.2909 | 210.166 | 20.1917 | 1.9944 | 1124.59
5.9372 | 13.3943 | 1.6185 | 6.8276 | 141.13 | 9.666 | 2.1921 | 13.175 | 19.1834 | 3.3824 | 247.675 | 16.0852 | 1.4612 | 782.005
11.3417 | 12.1896 | 1.6633 | 8.2573 | 57.4144 | 13.2189 | 2.7337 | 18.3094 | 22.3881 | 34.0439 | 211.381 | 13.7957 | 1.0002 | 1157.57
7.8892 | 15.9446 | 1.6937 | 5.3889 | 141.569 | 7.401 | 3.1264 | 14.2664 | 28.1267 | 48.4419 | 121.119 | 11.4199 | 1.6654 | 886.227
9.021 | 18.2595 | 1.5851 | 8.565 | 96.28 | 9.6105 | 2.2551 | 6.5499 | 4.0687 | 29.8381 | 282.701 | 7.6923 | 0.59626 | 1062.78
8.2395 | 7.2997 | 1.7086 | 5.5777 | 88.6111 | 14.8779 | 2.2076 | 5.6155 | 13.5755 | 28.1151 | 119.436 | 16.1246 | 0.61028 | 753.852
11.9309 | 9.0805 | 1.4953 | 6.2417 | 104.651 | 12.4886 | 3.8005 | 17.2058 | 10.686 | 23.7791 | 258.845 | 17.4688 | 1.8295 | 846.713
14.8285 | 14.3726 | 2.9919 | 10.6207 | 99.3588 | 7.8503 | 1.825 | 11.3723 | 22.575 | 19.8587 | 243.499 | 9.9709 | 0.54463 | 1071.98
15.9575 | 13.2114 | 2.5258 | 9.8961 | 146.599 | 5.0269 | 3.0972 | 9.3749 | 25.0791 | 32.6592 | 191.585 | 16.8318 | 1.7517 | 902.436
19.0237 | 19.5235 | 1.7557 | 5.132 | 140.732 | 10.2358 | 3.0086 | 12.6596 | 3.4838 | 13.4958 | 201.986 | 6.428 | 0.70384 | 968.106
14.7942 | 6.572 | 2.438 | 8.579 | 72.4782 | 10.5518 | 1.8929 | 18.7875 | 27.0765 | 10.3038 | 235.005 | 11.5789 | 1.1764 | 799.91
5.6482 | 9.7076 | 2.2181 | 7.9929 | 97.7585 | 11.7829 | 1.6585 | 17.3994 | 3.3154 | 31.3918 | 299.827 | 14.4524 | 1.4372 | 717.995
14.6307 | 17.7647 | 1.3587 | 8.8866 | 76.7517 | 14.6813 | 3.8521 | 11.916 | 15.4027 | 16.4319 | 109.915 | 11.7758 | 1.7417 | 759.567
19.834 | 10.1319 | 2.2618 | 8.1938 | 79.2426 | 6.8213 | 2.4151 | 19.2407 | 8.9327 | 46.4333 | 79.7931 | 21.629 | 1.5978 | 867.169
19.647 | 5.6888 | 2.8841 | 5.8176 | 86.4014 | 5.3577 | 1.238 | 14.0968 | 10.0601 | 35.7537 | 230.382 | 18.1258 | 1.3051 | 962.991
10.2927 | 9.6575 | 1.1072 | 6.2634 | 121.981 | 9.5132 | 1.2947 | 16.224 | 4.312 | 38.83 | 259.499 | 13.8395 | 1.3005 | 733.528
14.8667 | 19.0973 | 1.7838 | 8.0007 | 102.783 | 10.1741 | 3.0905 | 16.3181 | 13.5349 | 46.2035 | 217.21 | 7.539 | 0.68852 | 976.699
13.6989 | 18.7621 | 2.3937 | 10.2185 | 134.786 | 11.7214 | 2.2886 | 18.6141 | 29.3034 | 12.3388 | 113.648 | 22.8626 | 0.70868 | 1077.86
7.9352 | 8.7916 | 2.3471 | 9.6164 | 78.3832 | 7.6115 | 1.2528 | 18.0097 | 8.4015 | 12.4982 | 195.717 | 20.4878 | 0.78361 | 876.528
5.8502 | 16.412 | 1.0023 | 6.1535 | 122.167 | 5.5525 | 2.5611 | 10.212 | 21.2531 | 23.6409 | 80.398 | 19.2949 | 1.2446 | 859.535
7.6042 | 10.4217 | 1.5024 | 8.5358 | 91.9955 | 8.2084 | 1.0036 | 17.0859 | 28.9759 | 4.6962 | 151.806 | 22.9612 | 0.971 | 853.668
17.7751 | 10.3406 | 2.901 | 6.1755 | 116.453 | 13.0051 | 2.1404 | 10.7874 | 26.0235 | 9.2465 | 173.076 | 7.3033 | 0.81982 | 1198.82
5.7612 | 11.9881 | 1.1541 | 8.6758 | 65.9169 | 14.5515 | 1.4042 | 19.9181 | 16.6393 | 9.3968 | 137.647 | 17.5659 | 0.94843 | 742.905
11.8872 | 15.3391 | 1.4257 | 9.0985 | 109.554 | 9.4907 | 3.2342 | 5.4644 | 6.6026 | 37.3552 | 233.519 | 6.8968 | 0.7253 | 802.399
10.1224 | 7.6705 | 1.6287 | 7.2655 | 77.2515 | 9.7364 | 3.5094 | 11.9678 | 20.5541 | 12.1419 | 213.671 | 23.3367 | 0.65134 | 914.236
16.1613 | 19.4681 | 2.3594 | 6.4025 | 100.171 | 14.0907 | 3.6512 | 10.1401 | 20.8935 | 13.3884 | 289.599 | 23.373 | 1.0292 | 776.018
7.6333 | 5.0317 | 1.9059 | 8.3524 | 99.079 | 14.6272 | 2.2943 | 13.8845 | 5.0563 | 5.9234 | 102.296 | 11.1745 | 0.82689 | 1091.39
7.0816 | 12.9902 | 2.0723 | 7.9312 | 112.693 | 14.5951 | 1.2142 | 12.0638 | 17.7051 | 36.6539 | 274.497 | 6.7573 | 1.4134 | 1107.56
16.0704 | 19.369 | 2.7736 | 7.8633 | 147.012 | 9.2985 | 2.0154 | 11.286 | 14.9386 | 18.6071 | 105.361 | 24.4476 | 1.5923 | 870.836
19.8723 | 15.1517 | 2.0839 | 7.331 | 60.4955 | 5.1735 | 1.5144 | 9.9987 | 5.5755 | 22.1033 | 277.737 | 22.2811 | 1.6461 | 764.776
14.7828 | 18.2812 | 1.0217 | 10.3118 | 83.0048 | 12.5217 | 1.2592 | 6.9163 | 10.1564 | 26.7813 | 139.974 | 9.2804 | 1.6512 | 812.148
16.9151 | 10.2761 | 2.7415 | 10.9133 | 130.299 | 12.016 | 3.5253 | 18.3675 | 16.6982 | 15.7898 | 244.53 | 10.1556 | 1.1133 | 920.285
9.769 | 18.613 | 1.9622 | 8.7243 | 57.6962 | 6.7715 | 3.4496 | 10.5426 | 18.3253 | 6.1283 | 98.9676 | 6.7755 | 1.107 | 836.983
11.277 | 8.1417 | 1.1704 | 7.2006 | 103.702 | 6.7879 | 3.0439 | 19.1837 | 23.5517 | 42.5613 | 281.902 | 8.0978 | 1.7312 | 895.862
11.0997 | 16.0536 | 1.462 | 7.9418 | 80.0536 | 9.3768 | 1.5822 | 15.3594 | 12.925 | 17.1724 | 268.982 | 20.7831 | 1.845 | 726.345
15.9471 | 7.8993 | 1.6963 | 7.761 | 91.6763 | 13.7688 | 2.682 | 10.7449 | 17.0433 | 14.3325 | 114.794 | 9.1191 | 1.2163 | 851.748
6.4299 | 6.019 | 2.3986 | 10.2494 | 135.162 | 8.0621 | 2.7718 | 12.9282 | 27.775 | 12.644 | 219.13 | 18.2929 | 1.9332 | 752.989
19.4546 | 7.1192 | 1.1343 | 10.7124 | 117.473 | 10.8767 | 1.5458 | 16.9126 | 9.7438 | 33.7698 | 188.847 | 23.6461 | 1.741 | 1021.58
7.3149 | 10.8361 | 2.2517 | 6.4404 | 131.18 | 12.6162 | 3.9352 | 13.2916 | 9.7987 | 40.5998 | 290.492 | 20.3627 | 0.94149 | 707.387
13.305 | 8.2053 | 2.2782 | 6.3806 | 111.457 | 8.2401 | 3.2352 | 12.5691 | 15.0081 | 30.67 | 153.794 | 24.1619 | 1.9029 | 924.127
13.6278 | 10.8717 | 2.1536 | 8.2452 | 118.392 | 9.9672 | 3.1012 | 12.6011 | 25.7948 | 20.2957 | 268.158 | 7.0092 | 1.4638 | 868.696
11.7091 | 13.2271 | 1.8149 | 9.0502 | 129.334 | 12.1554 | 2.8365 | 10.1242 | 20.094 | 42.8504 | 281.439 | 12.106 | 0.66563 | 1187.35
19.7974 | 17.0603 | 2.6194 | 8.0578 | 62.2628 | 10.4602 | 1.2003 | 17.9692 | 14.4424 | 27.8753 | 198.671 | 15.2865 | 1.6808 | 793.918
14.3796 | 5.2749 | 1.1476 | 9.3024 | 129.122 | 12.542 | 3.8784 | 16.4267 | 12.497 | 37.972 | 257.812 | 17.2269 | 1.7105 | 765.53
16.7217 | 16.6671 | 2.3881 | 5.2317 | 91.013 | 10.9281 | 3.3783 | 16.2546 | 27.935 | 44.0374 | 86.6304 | 22.7206 | 1.9324 | 703.365
16.4411 | 19.1722 | 1.5682 | 10.6499 | 77.1276 | 5.3117 | 2.7493 | 10.7186 | 25.348 | 5.4278 | 161.896 | 10.3804 | 1.705 | 1056.1
7.7579 | 9.2533 | 2.9793 | 8.33 | 60.0081 | 9.1522 | 3.3511 | 19.0348 | 12.2741 | 30.9411 | 148.351 | 8.5008 | 1.2318 | 1112.64
12.201 | 11.0559 | 2.0575 | 9.1881 | 125.388 | 12.9134 | 2.4348 | 6.6443 | 17.3971 | 8.797 | 232.718 | 14.7796 | 1.5198 | 987.989
17.4163 | 16.3268 | 2.0751 | 5.242 | 98.8683 | 14.5291 | 1.0651 | 12.3707 | 8.202 | 49.2818 | 175.317 | 12.4733 | 0.87841 | 1041.66
13.0323 | 6.6771 | 2.8633 | 5.153 | 122.773 | 13.2271 | 2.1379 | 12.773 | 20.1485 | 2.5017 | 288.911 | 16.4312 | 0.76207 | 1173.36
13.0823 | 13.9459 | 1.733 | 8.605 | 124.01 | 8.7919 | 1.044 | 10.6482 | 8.0717 | 6.2392 | 124.72 | 17.7476 | 1.8079 | 1179.14
11.9604 | 16.7749 | 2.6073 | 7.6516 | 124.32 | 9.8853 | 3.6961 | 13.4677 | 23.5187 | 48.0427 | 155.54 | 22.2029 | 1.642 | 1049.17
9.2207 | 16.1025 | 1.4536 | 7.7403 | 85.7733 | 12.4744 | 3.3366 | 18.4777 | 21.0943 | 36.9128 | 93.4993 | 12.2417 | 1.6356 | 1040.49
19.1167 | 6.6089 | 1.3174 | 5.7055 | 68.798 | 13.3143 | 2.887 | 7.7657 | 24.8878 | 40.7992 | 207.689 | 14.3125 | 1.2613 | 1026.47
14.9344 | 15.241 | 1.8012 | 5.0459 | 132.422 | 5.5396 | 1.9939 | 9.2577 | 16.2965 | 15.6009 | 115.893 | 16.5314 | 1.9447 | 1156.8
9.0634 | 17.4674 | 1.7224 | 9.4668 | 50.8417 | 5.5167 | 2.3539 | 14.2616 | 16.2238 | 6.4814 | 209.653 | 13.1748 | 1.15 | 871.644
19.0641 | 9.2064 | 1.2173 | 5.4234 | 82.1343 | 9.0831 | 3.6252 | 16.6712 | 22.1972 | 32.5811 | 293.65 | 9.9129 | 0.66385 | 741.045
13.4662 | 14.0483 | 2.4116 | 7.6627 | 85.1458 | 11.9507 | 2.5752 | 17.3639 | 7.495 | 18.3633 | 164.626 | 7.5178 | 1.3953 | 882.128
5.7318 | 11.8449 | 1.7703 | 8.8522 | 139.887 | 12.5598 | 1.0168 | 10.3757 | 24.3022 | 27.0442 | 179.067 | 24.82 | 0.78977 | 887.326
9.592 | 14.6953 | 2.1644 | 8.2029 | 83.264 | 7.7961 | 2.6935 | 11.7962 | 6.9005 | 16.8954 | 89.4292 | 9.7064 | 1.9655 | 1081.28
10.8336 | 8.1795 | 2.7181 | 7.7877 | 110.16 | 6.3068 | 3.0645 | 16.7061 | 9.4868 | 8.6745 | 184.115 | 13.3475 | 1.2036 | 1174.88
19.6739 | 14.8269 | 2.2904 | 6.5371 | 98.0401 | 7.5377 | 3.1978 | 8.8154 | 10.4254 | 16.6157 | 149.262 | 24.654 | 0.56393 | 1073.9
14.4566 | 9.7847 | 2.7108 | 9.685 | 75.1334 | 7.2641 | 1.7868 | 5.7255 | 22.4732 | 39.6655 | 53.5457 | 22.4 | 1.7619 | 969.274
16.3857 | 8.923 | 2.4507 | 10.8364 | 95.9336 | 8.7474 | 2.9249 | 11.0631 | 19.4082 | 14.1272 | 279.118 | 10.5896 | 1.6076 | 1103.36
7.5682 | 18.9562 | 2.9275 | 5.6536 | 76.1135 | 10.9902 | 3.7456 | 9.8357 | 25.4268 | 49.1033 | 169.683 | 21.8581 | 1.4935 | 1160.17
8.5379 | 10.0088 | 1.8606 | 9.6952 | 51.6633 | 13.4289 | 2.3281 | 14.6424 | 20.2989 | 45.708 | 161.179 | 14.9929 | 0.8409 | 940.65
6.9505 | 14.3846 | 2.457 | 6.1569 | 103.175 | 5.0676 | 2.7612 | 8.9512 | 20.9591 | 19.2936 | 117.145 | 16.3526 | 0.62667 | 729.436
18.7487 | 12.9372 | 2.1185 | 6.1126 | 56.9562 | 6.2578 | 3.3912 | 13.2339 | 2.3796 | 7.2142 | 291.251 | 18.9667 | 1.44 | 909.561
12.6737 | 7.7104 | 2.1775 | 10.3094 | 70.5818 | 6.1288 | 3.923 | 16.5503 | 16.7675 | 8.9685 | 245.521 | 22.812 | 1.6696 | 749.641
12.4873 | 5.8147 | 1.3718 | 9.754 | 147.485 | 6.7299 | 1.352 | 14.0306 | 2.6372 | 7.729 | 284.483 | 7.4531 | 1.6859 | 1031.42
7.0378 | 17.3452 | 1.9211 | 10.6863 | 62.7274 | 8.4539 | 1.1834 | 13.8254 | 19.2936 | 27.7261 | 224.464 | 9.2001 | 1.2836 | 984.703
10.9086 | 13.46 | 2.3702 | 10.7259 | 65.4665 | 10.5067 | 1.0782 | 17.4295 | 9.9876 | 45.7731 | 139.341 | 19.4492 | 0.75444 | 791.916
9.2606 | 18.3415 | 2.2253 | 8.3216 | 94.3354 | 8.6702 | 3.5456 | 12.4452 | 25.2214 | 47.2453 | 176.041 | 23.1202 | 1.6557 | 1061.37
6.0846 | 16.8776 | 2.1833 | 6.9144 | 123.43 | 6.9076 | 1.1281 | 7.2401 | 10.6345 | 12.2485 | 229.693 | 8.5831 | 1.0026 | 972.958
16.1012 | 10.2209 | 1.7398 | 8.3146 | 114.588 | 12.9819 | 3.3283 | 10.2459 | 5.2196 | 22.6582 | 171.328 | 13.5323 | 1.6174 | 834.56
14.1581 | 18.5567 | 2.755 | 10.7777 | 54.4882 | 8.0408 | 1.38 | 16.8312 | 26.465 | 22.7037 | 180.115 | 20.4455 | 0.50716 | 907.362
7.8143 | 12.1257 | 2.1285 | 8.9751 | 102.125 | 8.9734 | 2.0819 | 6.2801 | 10.2998 | 7.1196 | 181.805 | 21.9694 | 1.1877 | 943.197
14.6574 | 7.7741 | 2.3203 | 6.3618 | 133.465 | 13.6826 | 3.286 | 13.2707 | 28.459 | 35.8345 | 137.762 | 16.8972 | 1.2612 | 850.717
14.081 | 15.005 | 2.2381 | 7.2468 | 128.903 | 11.2366 | 2.6965 | 18.8325 | 14.3974 | 14.4138 | 180.632 | 23.2563 | 1.6941 | 1140.84
17.9788 | 15.5785 | 2.6712 | 8.9198 | 138.65 | 7.1912 | 3.6797 | 19.6095 | 3.0049 | 19.1744 | 189.779 | 22.6993 | 0.76306 | 949.796
11.0139 | 16.3769 | 2.5978 | 9.0931 | 122.323 | 5.8476 | 1.8431 | 15.0366 | 13.0514 | 45.9422 | 159.88 | 9.0578 | 1.9974 | 773.862
11.405 | 8.843 | 1.8532 | 7.9648 | 66.7078 | 12.6701 | 2.0933 | 17.6832 | 21.3779 | 18.786 | 69.8059 | 15.8979 | 1.054 | 1066.64
9.7163 | 17.9387 | 2.7946 | 7.8439 | 116.878 | 13.5609 | 2.3673 | 9.1002 | 7.2552 | 14.5884 | 200.841 | 9.1789 | 0.77319 | 745.845
12.7346 | 6.8623 | 2.2493 | 7.527 | 51.3705 | 11.4855 | 2.194 | 7.6931 | 5.7619 | 27.9881 | 133.074 | 12.2051 | 0.98265 | 1135.74
14.2197 | 11.3363 | 2.9629 | 10.7582 | 96.9419 | 11.5459 | 1.2278 | 11.0123 | 6.0667 | 21.159 | 117.91 | 15.2147 | 0.5475 | 1029.53
6.6946 | 10.6792 | 1.9179 | 6.646 | 129.892 | 14.7106 | 2.1808 | 11.3771 | 21.0413 | 17.5266 | 273.341 | 20.7421 | 1.5729 | 1065.83
19.0596 | 15.3874 | 1.6799 | 10.1967 | 101.263 | 11.0256 | 2.9379 | 19.4591 | 21.5286 | 7.8026 | 283.32 | 19.7497 | 0.83274 | 809.313
18.5305 | 17.5345 | 1.032 | 10.4782 | 96.1739 | 5.2294 | 1.947 | 19.3815 | 13.2012 | 49.7425 | 146.979 | 6.547 | 1.5361 | 861.692
9.1711 | 18.8773 | 2.4794 | 6.8692 | 58.2079 | 7.1247 | 3.6142 | 16.6242 | 7.7261 | 44.7512 | 208.511 | 17.3313 | 1.159 | 1155.77
7.8565 | 14.1051 | 1.9672 | 10.4357 | 115.12 | 13.5279 | 1.7209 | 16.072 | 25.5556 | 27.6777 | 287.296 | 22.3781 | 1.6017 | 720.512
5.8772 | 19.0114 | 1.6839 | 9.0219 | 123.605 | 5.7813 | 2.863 | 6.876 | 7.7865 | 49.8665 | 120.157 | 20.4286 | 0.67815 | 813.131
17.5728 | 5.4522 | 1.6475 | 7.8268 | 61.8652 | 7.0931 | 2.6516 | 14.7175 | 2.7768 | 22.2522 | 215.416 | 12.5279 | 1.9789 | 843.675
17.4738 | 15.2084 | 1.5953 | 10.5061 | 146.919 | 8.1411 | 1.9537 | 13.6644 | 29.6474 | 21.87 | 116.712 | 12.5755 | 0.84533 | 1172.23
18.3782 | 11.3768 | 1.2126 | 7.0151 | 138.147 | 6.7142 | 2.4035 | 8.3897 | 19.4776 | 23.0843 | 146.303 | 17.7976 | 0.865 | 1113.91
17.286 | 8.35 | 2.4316 | 10.3941 | 102.689 | 13.2508 | 3.6769 | 19.7427 | 24.1061 | 23.4112 | 208.81 | 20.8761 | 0.81519 | 929.994
12.775 | 15.515 | 2.8483 | 6.5878 | 103.78 | 11.7449 | 1.4874 | 11.9773 | 4.621 | 7.5355 | 85.4783 | 22.1474 | 1.2485 | 989.472
9.997 | 8.3049 | 2.4708 | 5.6623 | 89.0302 | 8.8174 | 1.4236 | 15.8558 | 21.465 | 30.8377 | 145.817 | 15.1053 | 1.1159 | 1122.37
5.5345 | 7.1637 | 1.3947 | 7.9774 | 101.517 | 14.9267 | 1.9321 | 10.088 | 25.8586 | 20.9964 | 241.279 | 18.9027 | 0.5786 | 1131.31
6.7857 | 13.8939 | 1.4103 | 10.6398 | 61.1595 | 7.1592 | 1.3293 | 13.0754 | 10.722 | 46.0656 | 73.4984 | 11.6194 | 1.3246 | 741.708
14.3239 | 13.4258 | 2.2706 | 5.4753 | 77.8948 | 8.5699 | 3.819 | 8.667 | 4.3924 | 27.2378 | 171.759 | 7.6529 | 0.63879 | 873.394
13.9833 | 9.6377 | 1.6869 | 5.6255 | 145.525 | 8.8456 | 2.2691 | 14.5222 | 15.4325 | 6.7291 | 296.297 | 10.5371 | 0.85042 | 703.874
15.8134 | 14.6543 | 2.7979 | 6.063 | 141.432 | 7.8386 | 2.8278 | 15.0077 | 24.964 | 31.0449 | 147.914 | 12.7099 | 0.95737 | 911.155
7.7307 | 10.9067 | 2.6208 | 9.1743 | 98.5522 | 12.0671 | 2.4628 | 5.8886 | 14.201 | 4.2328 | 218.328 | 19.5933 | 1.4414 | 780.95
9.8855 | 15.6374 | 2.9386 | 10.8318 | 64.8644 | 6.1088 | 1.1052 | 15.1596 | 4.9391 | 47.6724 | 284.78 | 12.2826 | 1.4999 | 1110.88
15.5726 | 14.0071 | 2.1147 | 9.7216 | 64.0557 | 9.471 | 2.0652 | 7.4803 | 16.4627 | 46.9157 | 263.584 | 23.7918 | 1.7358 | 913.523
15.1634 | 6.9244 | 2.8972 | 5.0446 | 110.982 | 6.3332 | 1.3039 | 16.96 | 11.1498 | 42.4981 | 152.956 | 19.713 | 1.7919 | 714.962
12.6491 | 13.8659 | 1.91 | 10.4481 | 70.8584 | 14.1538 | 1.4281 | 17.0386 | 10.9008 | 34.8109 | 60.33 | 12.4368 | 1.7565 | 1033.47
11.5856 | 13.8062 | 1.0746 | 8.7523 | 81.0318 | 5.8581 | 3.3146 | 5.6531 | 22.608 | 18.98 | 227.258 | 13.9717 | 1.223 | 983.413
8.7525 | 8.2585 | 2.9528 | 5.0152 | 124.984 | 13.3694 | 3.7138 | 13.0168 | 6.741 | 34.3008 | 215.979 | 21.0642 | 1.8769 | 1005.51
6.9316 | 8.526 | 1.4677 | 10.2761 | 140.881 | 12.8645 | 2.6492 | 19.6431 | 11.8284 | 34.5353 | 182.959 | 9.4841 | 1.8548 | 1069.63
8.163 | 19.7182 | 2.5832 | 9.3125 | 58.6149 | 12.6792 | 1.7029 | 8.1699 | 28.0789 | 11.7613 | 47.3235 | 16.716 | 1.7294 | 897.793
19.569 | 14.8066 | 1.3539 | 8.5167 | 56.0821 | 6.8819 | 3.2448 | 8.2015 | 16.992 | 28.3346 | 104.172 | 12.9582 | 0.64778 | 1158.96
15.4116 | 18.8362 | 2.4462 | 7.6783 | 130.101 | 5.0188 | 1.3931 | 11.3215 | 4.8871 | 16.2898 | 279.95 | 12.9148 | 0.55615 | 1106.26
15.2111 | 13.3452 | 1.6134 | 10.9346 | 112.456 | 5.1218 | 2.1717 | 6.3248 | 15.9568 | 38.6231 | 266.637 | 22.1802 | 1.5519 | 840.955
15.7946 | 16.9882 | 1.5208 | 5.2162 | 73.2231 | 11.1907 | 2.4807 | 17.5422 | 23.2619 | 25.3058 | 217.798 | 9.8442 | 1.4064 | 822.57
8.8652 | 5.5593 | 1.1906 | 10.0275 | 76.733 | 5.9669 | 2.9631 | 12.7202 | 16.0127 | 13.2479 | 286.117 | 16.6219 | 1.3648 | 954.464
18.8192 | 14.9342 | 2.5766 | 6.1873 | 106.092 | 5.6794 | 3.4935 | 9.7507 | 17.7593 | 18.2713 | 100.705 | 15.9934 | 0.89279 | 918.652
11.4377 | 12.7158 | 2.6307 | 9.0725 | 54.7524 | 10.318 | 1.7915 | 8.1093 | 1.3896 | 40.4068 | 267.398 | 13.9181 | 0.71096 | 985.483
11.2558 | 19.6142 | 2.1204 | 9.6703 | 67.6487 | 8.5955 | 3.0505 | 7.1047 | 3.6956 | 41.6453 | 292.709 | 16.2891 | 1.7172 | 912.376
18.938 | 19.6698 | 2.0125 | 8.6201 | 59.99 | 11.2936 | 1.2795 | 11.5934 | 14.6035 | 24.1622 | 248.858 | 17.4094 | 0.62374 | 828.207
5.1391 | 16.0004 | 1.6342 | 9.2285 | 59.3114 | 8.4087 | 1.2408 | 17.7577 | 7.1326 | 35.4244 | 151.355 | 19.3937 | 1.1971 | 854.335
14.714 | 9.6114 | 2.7544 | 10.0552 | 82.3368 | 11.5759 | 3.6657 | 16.1675 | 5.5533 | 38.0783 | 101.061 | 12.8487 | 1.2264 | 788.615
16.6536 | 19.8202 | 2.1046 | 9.3584 | 133.805 | 11.3708 | 1.7171 | 14.1354 | 14.7399 | 33.302 | 144.217 | 9.7888 | 1.0974 | 880.817
5.2426 | 5.0967 | 1.9912 | 9.8051 | 79.4074 | 6.8276 | 1.7112 | 13.1071 | 21.6276 | 37.6675 | 123.346 | 14.6411 | 1.382 | 1193.2
19.3818 | 9.8812 | 1.6038 | 5.2587 | 53.0189 | 6.5862 | 1.5256 | 13.9298 | 14.6822 | 16.8016 | 220.743 | 12.3719 | 1.1437 | 917.247
12.0187 | 8.6737 | 1.8815 | 6.9418 | 52.0878 | 11.5185 | 2.8392 | 14.1854 | 4.145 | 30.1423 | 256.323 | 9.2611 | 0.67568 | 960.057
15.2749 | 7.5079 | 1.1122 | 7.0765 | 128.737 | 11.5597 | 3.4596 | 18.2499 | 21.9107 | 22.0292 | 296.32 | 21.6824 | 1.4267 | 865.342
6.3231 | 12.4379 | 1.3882 | 6.6977 | 126.627 | 14.3117 | 3.4345 | 7.4334 | 8.6098 | 8.5158 | 264.418 | 19.5003 | 1.3363 | 1194.93
16.8598 | 13.9946 | 2.6432 | 9.4869 | 66.2915 | 13.777 | 2.5163 | 5.0259 | 12.5425 | 35.0205 | 167.106 | 7.1314 | 1.824 | 736.386
14.5126 | 12.2236 | 2.0653 | 5.4378 | 91.4807 | 14.3957 | 1.6259 | 9.1487 | 22.8173 | 9.694 | 239.576 | 7.2813 | 1.1288 | 771.274
17.3912 | 6.1421 | 2.0975 | 6.6714 | 93.8595 | 9.6985 | 3.2139 | 12.9032 | 11.9247 | 29.399 | 203.059 | 24.3142 | 1.0111 | 1051.03
15.0158 | 12.8945 | 1.2839 | 6.6162 | 137.102 | 9.4298 | 3.2075 | 9.7838 | 27.3255 | 24.9142 | 201.631 | 7.827 | 0.97401 | 1175.79
13.1995 | 5.2221 | 1.6371 | 10.7665 | 121.029 | 9.3051 | 2.6665 | 15.2586 | 19.8813 | 8.3322 | 90.821 | 18.1757 | 1.0441 | 1128.76
5.01 | 17.8474 | 2.3092 | 6.7755 | 87.3645 | 8.3748 | 2.6214 | 17.1714 | 15.0858 | 26.2203 | 251.24 | 13.1702 | 1.7558 | 715.208
18.0649 | 7.6005 | 2.7781 | 10.5002 | 68.7332 | 13.1241 | 3.2704 | 8.5196 | 7.047 | 29.9949 | 274.965 | 22.9138 | 1.8637 | 1130.43
9.4056 | 19.9837 | 1.2273 | 5.9432 | 85.6604 | 13.9103 | 1.5018 | 9.3481 | 26.8164 | 7.3077 | 260.473 | 22.0669 | 1.5608 | 1187.7
12.0922 | 18.6954 | 1.3616 | 10.9622 | 110.696 | 10.9613 | 1.6106 | 13.9662 | 26.3227 | 10.6818 | 178.587 | 13.76 | 1.9157 | 991.481
12.8267 | 17.4108 | 2.9876 | 7.2295 | 113.234 | 10.8734 | 1.9818 | 18.2343 | 29.6257 | 45.1869 | 251.938 | 15.3834 | 1.4232 | 1094.72
18.9688 | 9.9639 | 1.8783 | 5.8058 | 66.7706 | 14.4271 | 1.8011 | 6.6755 | 18.6521 | 14.7033 | 294.923 | 13.0037 | 1.7897 | 1162.73
17.0271 | 8.459 | 2.3417 | 5.2977 | 104.229 | 14.4902 | 2.5948 | 17.6086 | 13.8346 | 26.9564 | 249.602 | 14.6751 | 1.859 | 750.425
11.6045 | 18.4421 | 1.831 | 8.4541 | 108.928 | 7.6565 | 3.4387 | 10.2845 | 20.2194 | 3.1018 | 230.82 | 19.4025 | 0.75058 | 1011.73
10.7318 | 18.9218 | 1.5132 | 9.4809 | 114.844 | 12.0439 | 3.9709 | 7.3782 | 25.9428 | 11.3935 | 95.4249 | 21.9335 | 1.3481 | 955.935
7.245 | 6.2034 | 1.2085 | 5.2014 | 140.274 | 12.2808 | 3.1373 | 15.6117 | 7.4089 | 37.2465 | 207.03 | 11.5485 | 0.92516 | 1025.48
12.0584 | 7.6324 | 2.7306 | 9.7664 | 108.524 | 11.6039 | 3.6853 | 19.4072 | 6.5222 | 47.1785 | 238.472 | 14.8622 | 1.0872 | 1184.06
7.204 | 11.1042 | 2.9143 | 6.0482 | 97.1935 | 10.6233 | 1.651 | 15.8028 | 5.4676 | 11.1679 | 192.129 | 14.5622 | 1.8843 | 855.192
6.2711 | 6.3332 | 1.4155 | 5.747 | 136.621 | 6.4567 | 3.9642 | 18.7365 | 29.9624 | 23.9604 | 213.837 | 14.1657 | 1.8811 | 1018.94
16.514 | 11.416 | 1.7269 | 6.5279 | 59.0159 | 6.1886 | 3.8607 | 18.5087 | 28.8271 | 7.4427 | 187.837 | 23.7407 | 0.73941 | 1023.67
17.2337 | 14.333 | 1.6209 | 5.093 | 90.6241 | 10.0574 | 2.1293 | 8.1261 | 14.7928 | 29.5192 | 214.684 | 10.7092 | 1.5401 | 1109.71
6.0031 | 15.4129 | 1.3223 | 6.4781 | 99.994 | 12.7032 | 2.3643 | 9.9193 | 25.6182 | 49.5094 | 250.142 | 24.4003 | 1.975 | 842.234
6.4057 | 12.6464 | 2.5204 | 9.8627 | 124.648 | 5.223 | 1.4699 | 18.1258 | 24.3523 | 14.7432 | 194.337 | 17.5219 | 1.8231 | 1090.39
6.3728 | 6.8273 | 1.0464 | 5.1886 | 100.976 | 6.6507 | 1.2713 | 18.8464 | 29.0564 | 33.3544 | 83.1486 | 13.6958 | 0.90384 | 1046.38
16.6291 | 18.2622 | 1.424 | 9.9478 | 68.3598 | 5.4883 | 1.9911 | 6.9674 | 27.8967 | 31.0456 | 283.861 | 17.0322 | 0.64323 | 1131.91
6.6548 | 18.5484 | 2.9454 | 7.0053 | 78.594 | 12.2414 | 1.1575 | 19.5847 | 11.7109 | 17.9263 | 184.581 | 19.3139 | 0.80275 | 939.435
10.8511 | 15.8996 | 2.1263 | 10.151 | 89.3242 | 11.1407 | 3.3026 | 13.0163 | 23.2877 | 23.9769 | 117.254 | 21.5406 | 0.87443 | 1115.57
5.5744 | 19.5702 | 2.0573 | 8.6134 | 147.983 | 14.5918 | 2.997 | 7.9669 | 23.5595 | 14.602 | 100.002 | 20.4127 | 1.4851 | 875.135
6.3669 | 18.7348 | 1.4362 | 6.0453 | 68.1718 | 14.9234 | 3.3469 | 5.3825 | 26.4293 | 43.8235 | 162.661 | 21.992 | 1.8185 | 1007.35
12.9855 | 9.943 | 1.2721 | 7.1974 | 124.348 | 12.4853 | 1.9136 | 8.2829 | 6.5907 | 44.4184 | 231.048 | 14.6239 | 1.0037 | 1133.92
7.057 | 16.7999 | 1.8951 | 6.7689 | 94.1262 | 5.652 | 3.6514 | 11.0916 | 10.8055 | 5.4554 | 224.429 | 10.2995 | 1.0761 | 1003.01
17.7687 | 7.9026 | 2.7557 | 5.2561 | 55.9997 | 13.4799 | 3.0048 | 5.4834 | 3.7023 | 27.0202 | 294.441 | 13.8507 | 1.5696 | 760.738
7.5412 | 6.134 | 2.6974 | 9.6567 | 86.8758 | 6.6827 | 3.0509 | 14.437 | 4.6513 | 33.5398 | 145.171 | 10.8906 | 1.5839 | 726.369
18.4487 | 16.4923 | 1.4412 | 6.797 | 130.986 | 11.1671 | 1.7439 | 10.4153 | 25.6733 | 5.119 | 277.157 | 24.1346 | 1.3918 | 713.342
11.7824 | 7.3121 | 2.2857 | 7.3247 | 97.2923 | 10.6662 | 3.7418 | 11.5955 | 23.0741 | 33.4097 | 124.234 | 12.478 | 0.90579 | 864.818
7.5094 | 7.4283 | 1.9104 | 8.8566 | 119.047 | 8.1723 | 1.2864 | 5.7971 | 19.5199 | 16.5809 | 169.267 | 11.2932 | 1.6278 | 961.109
18.1605 | 9.4801 | 1.2127 | 7.3719 | 92.4751 | 7.6327 | 3.6556 | 8.1949 | 6.8129 | 47.1556 | 280.553 | 24.5552 | 1.0206 | 835.612
14.5426 | 9.4035 | 2.9295 | 7.6116 | 123.931 | 8.7698 | 3.5148 | 5.5364 | 17.18 | 20.9831 | 197.397 | 18.6916 | 1.2081 | 1073.06
16.0283 | 6.3666 | 2.042 | 6.6293 | 68.7945 | 9.3792 | 1.214 | 12.1726 | 25.5515 | 27.5618 | 143.751 | 16.7706 | 1.0628 | 848.183
16.7205 | 18.9092 | 1.7082 | 8.9999 | 84.8011 | 5.4293 | 2.5078 | 12.6603 | 29.6082 | 21.9896 | 187.768 | 21.0484 | 0.58639 | 820.596
13.3953 | 11.8466 | 2.65 | 9.7216 | 140.262 | 9.5061 | 1.7719 | 5.1039 | 27.3101 | 41.1023 | 151.182 | 10.1871 | 0.79892 | 1169.49
18.3459 | 6.7393 | 2.2526 | 7.8868 | 124.855 | 14.5399 | 1.6014 | 15.7225 | 19.2734 | 9.5775 | 245.677 | 14.8475 | 0.89735 | 1022.38
17.8077 | 10.2904 | 1.5721 | 7.7251 | 72.2812 | 6.886 | 1.8913 | 5.339 | 4.5419 | 36.3235 | 273.542 | 22.0368 | 1.263 | 797.66
17.6565 | 5.6518 | 2.2685 | 7.1123 | 120.976 | 6.4233 | 2.1352 | 16.7408 | 3.1798 | 28.3949 | 209.711 | 17.4323 | 1.467 | 966.215
14.3549 | 5.568 | 1.1153 | 6.1175 | 136.789 | 11.513 | 1.088 | 8.8365 | 18.9043 | 28.9281 | 286.504 | 7.6989 | 1.3052 | 857.873
12.0591 | 16.5915 | 2.7478 | 6.5145 | 86.2891 | 9.9905 | 2.7374 | 19.6035 | 25.2699 | 10.9971 | 266.232 | 6.936 | 1.7199 | 1098.05
17.7191 | 19.209 | 1.4187 | 5.5944 | 96.3789 | 9.1213 | 1.3165 | 18.632 | 4.3544 | 15.9732 | 125.925 | 23.7702 | 0.60362 | 944.907
9.4375 | 11.4933 | 1.0724 | 6.619 | 57.9349 | 7.2324 | 3.8171 | 17.3432 | 4.7778 | 15.4179 | 206.093 | 22.5791 | 1.4226 | 1039.43
9.4878 | 8.3141 | 1.4761 | 10.3423 | 103.706 | 5.6827 | 3.2757 | 19.723 | 8.9479 | 31.8912 | 281.243 | 23.7627 | 1.7891 | 958.448
9.2807 | 12.6309 | 2.4869 | 5.8754 | 148.983 | 13.8157 | 1.0389 | 7.2022 | 9.8695 | 3.1436 | 89.1474 | 24.6912 | 1.7508 | 1103.66
18.9578 | 5.1911 | 2.6301 | 10.2512 | 61.8648 | 12.3338 | 3.4224 | 17.181 | 27.5241 | 30.9528 | 243.882 | 22.7795 | 1.791 | 764.341
6.8424 | 10.6663 | 2.7727 | 10.7505 | 145.131 | 9.2856 | 2.6011 | 8.3536 | 8.4501 | 26.0858 | 109.007 | 19.1621 | 1.6988 | 1109.28
18.6446 | 16.359 | 2.6765 | 8.8216 | 85.2777 | 7.816 | 3.8446 | 15.7368 | 5.3699 | 48.0439 | 152.575 | 6.7704 | 1.3077 | 761.96
13.9847 | 11.921 | 1.7629 | 7.2244 | 127.616 | 11.8328 | 2.8211 | 13.3731 | 26.5253 | 40.7159 | 292.371 | 10.61 | 1.76 | 1019.2
16.2269 | 10.4584 | 1.8237 | 6.8187 | 149.629 | 9.0987 | 2.6492 | 14.7984 | 9.7161 | 35.3446 | 164.779 | 11.899 | 1.4556 | 1070.81
5.0508 | 12.471 | 2.564 | 7.0403 | 133.274 | 7.2159 | 3.9426 | 14.8983 | 20.6626 | 14.7345 | 287.822 | 21.4765 | 1.2915 | 921.764
16.083 | 8.6429 | 2.7319 | 5.4199 | 78.0123 | 7.16 | 2.8531 | 9.1333 | 17.9936 | 46.052 | 131.85 | 19.3563 | 0.65966 | 775.754
10.829 | 9.6506 | 2.5391 | 8.2164 | 93.1941 | 14.4445 | 1.6989 | 8.8037 | 22.4237 | 3.727 | 80.3981 | 20.5955 | 1.864 | 1121.59
11.7243 | 15.6545 | 1.0845 | 9.461 | 85.6017 | 13.2631 | 2.5244 | 16.13 | 8.163 | 36.218 | 275.047 | 20.0267 | 0.96844 | 857.324
6.18 | 19.5949 | 1.401 | 7.5574 | 119.679 | 8.5677 | 1.123 | 11.1658 | 2.9042 | 32.5595 | 176.835 | 8.106 | 1.8569 | 950.309
19.0833 | 11.6671 | 1.8059 | 5.0213 | 61.536 | 12.0081 | 1.4825 | 8.0303 | 28.0042 | 23.0694 | 59.845 | 21.4912 | 1.0138 | 1026.56
13.8294 | 13.1289 | 2.9564 | 9.4015 | 80.4389 | 13.3525 | 2.5189 | 17.0141 | 4.704 | 38.2577 | 278.984 | 6.3947 | 0.62933 | 1186.09
16.3504 | 17.443 | 2.7279 | 7.1853 | 83.5381 | 12.9269 | 1.3833 | 5.5156 | 12.3364 | 44.5662 | 232.616 | 8.378 | 1.668 | 1038.46
9.3295 | 7.3433 | 2.4453 | 7.5334 | 81.8136 | 6.1131 | 2.6155 | 8.5133 | 20.896 | 45.8757 | 98.5494 | 21.7111 | 0.50761 | 1130.02
5.8953 | 16.7298 | 1.1445 | 6.9859 | 99.3701 | 10.9397 | 1.6975 | 18.0224 | 27.1073 | 10.1213 | 147.193 | 17.4606 | 1.2247 | 914.94
10.4759 | 9.6966 | 2.5063 | 9.9269 | 51.9869 | 7.8931 | 3.9333 | 6.4888 | 28.2199 | 34.8881 | 198.527 | 14.0481 | 0.92763 | 972.578
5.011 | 6.8183 | 2.6229 | 7.8253 | 131.04 | 10.3863 | 1.8413 | 14.1822 | 19.487 | 22.2613 | 239.086 | 19.8362 | 1.8398 | 813.681
6.3919 | 15.913 | 2.9177 | 6.5584 | 114.567 | 6.1947 | 3.0174 | 15.8646 | 4.4677 | 23.4643 | 122.372 | 15.7366 | 1.2027 | 1195.8
12.622 | 18.1449 | 2.9814 | 6.3789 | 88.4821 | 7.8426 | 1.2041 | 17.8147 | 2.7683 | 17.2589 | 227.031 | 23.548 | 1.8041 | 1009.5
14.1415 | 16.3993 | 2.6913 | 10.3368 | 138.873 | 14.6767 | 1.1876 | 19.6286 | 10.242 | 38.8443 | 239.694 | 17.3989 | 1.9305 | 816.734
9.9838 | 7.5796 | 1.8762 | 10.716 | 63.3838 | 14.7393 | 1.3135 | 14.7508 | 16.8336 | 44.8861 | 242.714 | 10.7324 | 1.5213 | 892.596
7.8291 | 14.7255 | 1.7936 | 6.5238 | 75.4557 | 10.0924 | 2.5347 | 17.2673 | 21.1526 | 31.3653 | 172.989 | 23.5159 | 0.89174 | 955.937
17.6279 | 14.964 | 2.0475 | 5.5324 | 65.31 | 13.8258 | 2.4181 | 10.0542 | 20.1133 | 6.7554 | 134.877 | 19.936 | 1.4878 | 936.371
9.0014 | 8.4137 | 1.63 | 7.3271 | 102.239 | 14.1954 | 3.3993 | 12.113 | 11.969 | 19.0631 | 244.201 | 11.0676 | 0.743 | 742.15
18.0881 | 5.9119 | 1.1684 | 7.5699 | 81.1336 | 10.0628 | 1.9282 | 10.7688 | 12.9066 | 38.3981 | 85.4469 | 24.1798 | 1.8162 | 1088.53
12.1664 | 13.5532 | 1.7202 | 7.1377 | 112.874 | 11.1816 | 3.6149 | 14.5488 | 24.5508 | 17.4307 | 258.024 | 17.5035 | 1.7348 | 1124.19
12.7066 | 10.229 | 2.303 | 6.6498 | 95.335 | 5.8548 | 1.9439 | 11.981 | 24.8131 | 2.2972 | 108.129 | 24.3917 | 1.0801 | 984.271
8.3785 | 16.986 | 2.5322 | 6.3965 | 73.4255 | 11.4622 | 2.4263 | 8.6523 | 27.6731 | 20.1941 | 120.69 | 14.7092 | 1.6294 | 869.521
9.4144 | 15.9916 | 1.0771 | 7.5844 | 142.669 | 13.9831 | 2.3821 | 19.0621 | 24.3557 | 27.1982 | 285.966 | 12.6144 | 1.1671 | 734.749
6.0291 | 5.0483 | 1.0899 | 10.3007 | 86.5685 | 6.014 | 1.9475 | 14.8341 | 8.4697 | 17.4041 | 105.717 | 17.734 | 1.7829 | 1043.12
6.1386 | 7.973 | 1.5457 | 5.9777 | 57.3103 | 6.6489 | 1.538 | 7.0964 | 11.7882 | 9.5229 | 216.167 | 15.2411 | 1.7662 | 1176.06
13.0022 | 18.4635 | 2.342 | 10.2855 | 76.1757 | 9.3581 | 2.3235 | 13.3159 | 7.5433 | 23.6789 | 263.247 | 19.4493 | 0.70401 | 861.702
17.8435 | 5.1337 | 2.294 | 8.6335 | 89.7331 | 5.9183 | 2.1207 | 11.0318 | 12.4702 | 46.0963 | 250.995 | 10.1181 | 1.1286 | 952.817
6.7291 | 15.1338 | 1.1876 | 8.1343 | 54.8043 | 6.7487 | 2.4843 | 14.2186 | 8.356 | 49.0291 | 116.981 | 18.8671 | 0.51292 | 771.262
15.2108 | 8.0194 | 1.9389 | 5.7485 | 147.023 | 7.455 | 3.5379 | 8.555 | 18.2108 | 16.2064 | 290.587 | 12.2926 | 1.329 | 931.768
7.2177 | 10.6158 | 1.2599 | 10.0497 | 126.713 | 10.1206 | 1.3475 | 14.6804 | 27.3637 | 31.1373 | 134.792 | 23.2404 | 1.0608 | 799.257
6.5987 | 17.8792 | 2.8599 | 5.9977 | 65.5199 | 6.4856 | 2.6918 | 17.2017 | 5.5897 | 32.1573 | 215.843 | 14.7595 | 0.79367 | 714.275
17.1 | 5.3479 | 2.9072 | 5.1187 | 135.746 | 11.6306 | 2.0721 | 7.7967 | 21.3288 | 22.5907 | 188.858 | 6.3093 | 0.84345 | 1045.78
5.6769 | 8.2992 | 2.7925 | 6.7476 | 118.22 | 6.5454 | 1.6625 | 18.8788 | 10.083 | 2.477 | 161.575 | 9.8478 | 1.915 | 1158.16
10.7961 | 9.5222 | 1.8374 | 5.7073 | 50.9721 | 13.1557 | 2.0741 | 12.7802 | 25.3541 | 25.2703 | 109.937 | 16.5172 | 1.1118 | 975.071
10.5128 | 14.4303 | 2.3465 | 8.0778 | 98.8537 | 11.0231 | 1.2327 | 16.0722 | 22.824 | 14.8694 | 154.268 | 6.6005 | 1.8655 | 974.64
15.0159 | 11.1019 | 2.7829 | 9.0523 | 52.0525 | 6.1543 | 1.0324 | 14.0644 | 22.3625 | 24.8873 | 101.077 | 7.3894 | 1.715 | 1014.26
8.661 | 14.0996 | 1.8425 | 9.1474 | 91.1893 | 7.3121 | 1.0089 | 15.6264 | 25.7832 | 25.6507 | 67.1544 | 19.07 | 1.8323 | 959.962
13.9077 | 13.2202 | 2.2052 | 7.9147 | 81.5152 | 13.4145 | 3.9062 | 11.2709 | 19.965 | 8.9236 | 104.259 | 19.1349 | 1.1956 | 992.38
5.1592 | 7.0396 | 2.4794 | 6.6688 | 106.879 | 10.2286 | 1.5479 | 6.5898 | 12.1465 | 25.1531 | 204.005 | 24.7885 | 1.4473 | 998.317
7.0009 | 15.5797 | 1.1522 | 7.4109 | 87.5949 | 12.3596 | 3.3803 | 13.0987 | 22.0138 | 21.7284 | 103.146 | 15.8921 | 1.1358 | 1033.72
13.7308 | 17.2076 | 1.0492 | 9.0422 | 144.496 | 8.6388 | 3.1909 | 5.0488 | 13.6438 | 7.3907 | 210.759 | 7.1001 | 1.8454 | 1078.14
13.0267 | 8.3911 | 1.8652 | 8.1697 | 76.8657 | 8.0186 | 2.6208 | 19.1319 | 7.1478 | 16.7448 | 225.24 | 17.9934 | 1.4185 | 933.632
19.8035 | 8.7811 | 1.5543 | 7.071 | 123.614 | 9.4089 | 3.2094 | 14.0328 | 22.6798 | 30.0068 | 115.126 | 23.8879 | 1.19 | 810.525
9.5335 | 6.0385 | 1.6644 | 5.0707 | 137.72 | 13.205 | 2.7117 | 6.1171 | 16.359 | 10.3452 | 182.736 | 11.5424 | 0.8555 | 746.462
8.7955 | 14.5482 | 1.9581 | 10.2486 | 71.3254 | 6.7187 | 3.452 | 18.4085 | 15.0443 | 3.6333 | 234.978 | 23.03 | 1.4211 | 895.82
10.4439 | 13.2121 | 2.6183 | 5.5085 | 128.553 | 11.2311 | 3.8591 | 9.709 | 22.0822 | 22.8072 | 83.6775 | 24.2764 | 1.7273 | 1194.84
8.2434 | 17.9805 | 1.1311 | 6.4875 | 50.4642 | 13.0844 | 1.7317 | 13.924 | 3.003 | 26.1355 | 157.543 | 9.8239 | 0.84835 | 1162.73
9.8947 | 6.5638 | 1.9463 | 6.1655 | 124.593 | 6.8303 | 2.1772 | 10.1641 | 28.4434 | 43.1588 | 170.301 | 23.4166 | 0.75683 | 903.027
7.7074 | 17.3056 | 1.2612 | 6.4602 | 85.8575 | 8.9292 | 1.6698 | 17.7203 | 29.9097 | 11.7373 | 163.047 | 7.8128 | 1.185 | 901.161
12.156 | 9.0877 | 1.7958 | 8.2 | 113.736 | 14.8187 | 3.7129 | 13.973 | 12.2459 | 42.9846 | 106.418 | 19.6781 | 1.4325 | 824.29
5.2227 | 13.9584 | 1.6537 | 6.915 | 116.148 | 7.9494 | 1.8387 | 6.5134 | 11.4751 | 2.7181 | 187.963 | 6.117 | 0.68379 | 873.657
8.1828 | 7.2766 | 2.6862 | 8.7134 | 129.554 | 11.5457 | 1.1853 | 19.4433 | 12.0697 | 47.2469 | 121.626 | 20.1938 | 0.82705 | 884.237
16.4426 | 7.668 | 1.6969 | 6.0174 | 110.495 | 12.5111 | 3.0947 | 14.6527 | 13.7052 | 29.1744 | 87.4932 | 18.6335 | 0.50462 | 1188.01
18.0535 | 18.5365 | 2.1658 | 8.6587 | 130.276 | 7.0047 | 1.2728 | 16.3282 | 16.9838 | 35.8002 | 253.66 | 20.9219 | 0.67818 | 753.694
14.0079 | 16.9122 | 2.4091 | 10.44 | 129.179 | 13.733 | 3.1883 | 16.9633 | 8.0488 | 38.2026 | 284.86 | 9.4867 | 0.67412 | 1097.41
6.4388 | 11.1819 | 2.0719 | 10.8039 | 65.7557 | 5.9889 | 2.1427 | 9.6331 | 7.2431 | 16.1421 | 237.762 | 13.298 | 1.2787 | 1052.68
12.8808 | 5.2552 | 2.5762 | 8.4476 | 111.158 | 8.5372 | 1.0781 | 15.3372 | 25.147 | 10.6076 | 123.28 | 22.988 | 1.9116 | 891.448
13.1902 | 17.5852 | 2.501 | 9.0224 | 141.303 | 5.3756 | 1.8585 | 11.9087 | 6.987 | 7.9326 | 88.7468 | 20.8086 | 0.54118 | 928.853
19.892 | 18.3332 | 1.2355 | 5.7731 | 66.4243 | 8.6054 | 1.3642 | 5.7393 | 14.1804 | 23.2849 | 214.776 | 16.8109 | 1.8596 | 809.476
8.1224 | 7.9415 | 1.32 | 6.5719 | 64.5314 | 14.3206 | 2.6655 | 16.1917 | 6.3055 | 9.8939 | 189.46 | 21.3141 | 1.1924 | 1082.27
14.7596 | 15.4749 | 2.2348 | 9.9938 | 96.5923 | 11.8637 | 2.9046 | 13.7676 | 17.8788 | 22.7104 | 228.479 | 13.4138 | 1.2733 | 738.93
9.1733 | 13.0746 | 1.9818 | 5.2802 | 72.9955 | 9.8409 | 1.7219 | 9.3207 | 6.7903 | 29.6927 | 164.013 | 10.6006 | 1.2589 | 1196.83
11.2565 | 15.2275 | 2.529 | 8.1598 | 62.5415 | 9.017 | 3.8324 | 9.592 | 18.9872 | 35.6017 | 235.918 | 22.9533 | 0.69548 | 968.008
11.9359 | 15.2855 | 1.1715 | 10.822 | 138.056 | 12.6908 | 3.6817 | 8.0764 | 8.5708 | 4.8307 | 167.158 | 21.2812 | 0.93241 | 856.086
14.7304 | 18.2229 | 2.4418 | 8.0337 | 122.195 | 12.2748 | 1.9866 | 18.6873 | 25.0961 | 27.4595 | 159.726 | 13.3944 | 1.3755 | 1119.77
14.2383 | 12.8687 | 2.0696 | 6.3194 | 117.632 | 12.6202 | 2.2716 | 6.8838 | 10.6332 | 21.1529 | 192.683 | 7.0033 | 1.0887 | 1011.17
12.4947 | 15.7507 | 2.6826 | 5.8999 | 67.5173 | 6.7967 | 2.9067 | 19.5105 | 10.1775 | 24.0726 | 251.351 | 21.3555 | 1.6227 | 890.74
11.4117 | 6.3317 | 2.8994 | 9.677 | 64.0572 | 7.3713 | 2.0363 | 14.5222 | 29.3842 | 35.7513 | 186.109 | 16.716 | 1.4598 | 1187.17
11.3354 | 19.2718 | 1.9608 | 6.7113 | 95.6604 | 8.1039 | 2.2271 | 17.8994 | 24.9646 | 19.4407 | 175.735 | 10.4726 | 1.0501 | 1012.85
13.5702 | 19.6515 | 2.7395 | 5.6225 | 50.158 | 13.5889 | 3.0701 | 10.4454 | 4.5698 | 5.8348 | 183.587 | 8.4549 | 0.59602 | 880.55
10.5795 | 10.5387 | 2.0504 | 10.3202 | 58.9925 | 6.811 | 3.4569 | 11.3327 | 3.0585 | 40.6064 | 291.533 | 21.9446 | 1.9916 | 1144.68
15.2998 | 7.1474 | 2.0778 | 7.8137 | 72.5935 | 12.3875 | 3.5339 | 15.239 | 14.9127 | 18.3016 | 296.207 | 22.1322 | 1.0534 | 784.307
11.29 | 14.1522 | 1.3977 | 5.956 | 51.3748 | 5.2217 | 2.8707 | 7.4675 | 16.7203 | 39.7775 | 54.5972 | 22.2642 | 1.5971 | 1095.72
19.4007 | 10.1609 | 1.4252 | 5.6631 | 112.162 | 12.9827 | 1.0058 | 17.3178 | 24.5936 | 11.9547 | 58.7613 | 23.3759 | 1.0123 | 1017.32
17.7018 | 19.0886 | 1.9509 | 8.0687 | 136.306 | 11.2829 | 1.4465 | 18.9501 | 21.4694 | 24.3273 | 210.957 | 21.6313 | 1.6133 | 1033.88
10.0517 | 13.6921 | 1.0991 | 9.2828 | 106.556 | 7.8684 | 1.2697 | 8.0568 | 2.4395 | 6.3008 | 296.315 | 6.0533 | 1.8528 | 1044.33
13.542 | 12.5788 | 1.4592 | 5.1491 | 113.283 | 12.7233 | 2.5518 | 10.9916 | 18.3124 | 11.8076 | 128.465 | 6.003 | 0.68879 | 1036.77
18.7237 | 8.5612 | 2.1649 | 10.585 | 130.628 | 14.2217 | 1.6479 | 18.4922 | 8.1994 | 13.542 | 149.086 | 22.3265 | 1.0427 | 1114.5
5.5399 | 14.7831 | 2.4626 | 5.3948 | 137.835 | 14.2946 | 2.3392 | 17.671 | 29.5646 | 29.5092 | 115.636 | 10.3265 | 0.54669 | 707.984
18.9091 | 8.6242 | 2.9106 | 7.3996 | 90.9744 | 12.4054 | 2.4456 | 10.8867 | 4.8652 | 13.8336 | 250.337 | 12.4427 | 0.50277 | 1055.3
15.5582 | 9.5929 | 2.1319 | 6.4457 | 109.522 | 11.3846 | 1.1418 | 11.2584 | 19.8507 | 20.2985 | 119.769 | 7.3652 | 1.7227 | 909.334
14.9443 | 7.5038 | 2.3532 | 10.7722 | 74.9315 | 5.8497 | 1.5029 | 17.9678 | 24.4568 | 8.1945 | 129.556 | 17.149 | 0.98373 | 978.097
9.2458 | 15.172 | 2.0064 | 6.0956 | 128.247 | 10.469 | 1.5167 | 12.8072 | 9.2219 | 20.8467 | 103.058 | 11.1075 | 1.66 | 1159.52
13.9398 | 10.9126 | 2.6648 | 9.308 | 115.155 | 7.9977 | 2.1543 | 12.8511 | 12.7986 | 37.1328 | 168.085 | 23.6476 | 0.95604 | 1066.89
15.7476 | 17.6803 | 1.0324 | 8.2914 | 103.901 | 9.1924 | 1.3541 | 13.4634 | 8.9875 | 12.9862 | 205.49 | 13.5256 | 0.75025 | 942.062
5.508 | 10.8361 | 2.4266 | 7.739 | 60.0053 | 14.3576 | 1.8276 | 18.0096 | 7.4305 | 45.6058 | 190.423 | 8.0235 | 1.9632 | 963.149
12.6014 | 19.06 | 2.2427 | 9.0923 | 132.087 | 7.4758 | 2.7783 | 9.2828 | 19.6177 | 28.2898 | 199.258 | 24.3073 | 1.216 | 1020.57
19.6092 | 14.294 | 2.1068 | 7.1169 | 52.517 | 9.3435 | 3.546 | 11.1462 | 15.4296 | 35.0793 | 92.7829 | 22.6976 | 1.4722 | 705.921
14.2 | 5.5206 | 2.0357 | 8.8748 | 61.0096 | 7.913 | 2.0477 | 7.4329 | 24.6735 | 4.7437 | 264.083 | 15.4081 | 0.64219 | 740.442
8.9428 | 9.1484 | 2.4978 | 7.6843 | 64.3628 | 10.8644 | 1.1968 | 7.6216 | 26.2705 | 9.1568 | 295.457 | 12.3256 | 0.63464 | 983.644
12.3379 | 17.0868 | 2.8934 | 5.7298 | 88.9441 | 12.4489 | 1.4358 | 13.0596 | 20.639 | 6.097 | 46.4412 | 23.4501 | 0.88906 | 1050.43
9.5894 | 19.2298 | 1.6247 | 6.0306 | 138.672 | 12.2948 | 2.5559 | 14.3906 | 4.2005 | 40.4719 | 179.58 | 15.0404 | 0.84086 | 954.78
7.3416 | 5.3836 | 1.992 | 10.5494 | 92.0663 | 9.4425 | 3.5509 | 7.526 | 11.1369 | 40.8865 | 223.13 | 15.6266 | 0.52503 | 1136.67
19.155 | 10.5021 | 2.777 | 6.2675 | 105.789 | 12.4547 | 2.0856 | 6.2737 | 29.7768 | 40.3265 | 160.458 | 9.9848 | 1.9618 | 979.839
9.8674 | 18.1217 | 2.5858 | 8.1931 | 113.849 | 14.974 | 2.1831 | 7.2505 | 21.5416 | 10.0008 | 126.116 | 24.7281 | 0.56415 | 843.796
13.6959 | 14.8852 | 1.8745 | 5.7833 | 110.512 | 6.2324 | 1.1487 | 8.4202 | 25.9593 | 47.6221 | 276.246 | 15.6609 | 1.3989 | 1170.3
14.3772 | 16.1419 | 1.6906 | 5.3418 | 104.942 | 10.633 | 3.268 | 12.9723 | 15.5971 | 24.9218 | 260.3 | 19.8033 | 1.7682 | 893.953
15.7864 | 6.5225 | 1.2334 | 10.2788 | 81.4124 | 12.8028 | 1.2291 | 11.8764 | 2.1822 | 15.0241 | 114.741 | 17.6706 | 0.55843 | 902.102
17.4399 | 6.7123 | 1.9888 | 5.433 | 69.5383 | 5.0395 | 3.376 | 7.7025 | 25.8491 | 39.4192 | 194.912 | 9.2245 | 0.96232 | 717.989
18.8621 | 5.9826 | 1.3708 | 5.0758 | 101.928 | 8.3994 | 2.2207 | 6.3807 | 9.4066 | 30.2902 | 259.804 | 18.9421 | 1.3407 | 781.9
8.695 | 6.625 | 2.9707 | 8.2687 | 143.341 | 9.2098 | 3.8387 | 12.3521 | 20.5586 | 38.6757 | 207.426 | 20.4858 | 1.2429 | 951.482
16.7893 | 10.5711 | 2.1462 | 7.4789 | 57.609 | 5.9624 | 2.0989 | 12.4706 | 5.737 | 49.0001 | 110.547 | 20.3839 | 1.5293 | 768.392
12.4097 | 12.8119 | 1.0516 | 5.8647 | 72.2012 | 7.7194 | 2.8339 | 8.2303 | 5.9591 | 8.8316 | 99.2552 | 18.8916 | 1.4989 | 947.326
13.7697 | 12.5335 | 2.5581 | 10.3738 | 93.7199 | 8.5075 | 3.3493 | 13.3283 | 28.5748 | 34.4345 | 297.444 | 11.0076 | 1.5099 | 1142.92
8.6278 | 14.926 | 2.6103 | 6.356 | 66.5433 | 10.0132 | 2.7988 | 14.9685 | 2.3683 | 27.3296 | 95.902 | 22.418 | 1.6549 | 786.866
19.0412 | 19.5076 | 2.1581 | 9.1992 | 77.6086 | 6.9783 | 3.7929 | 7.363 | 5.0171 | 39.0137 | 95.5509 | 16.8439 | 1.8987 | 806.342
17.2332 | 18.3006 | 2.4355 | 8.5409 | 99.729 | 13.711 | 1.2504 | 17.2343 | 16.1793 | 40.0253 | 288.83 | 8.6613 | 1.5894 | 1072.24
10.4151 | 14.246 | 1.6705 | 10.7306 | 109.345 | 8.9526 | 1.5193 | 10.7147 | 13.5791 | 5.2267 | 271.07 | 7.0524 | 1.365 | 782.771
5.7822 | 16.673 | 2.6503 | 7.7919 | 52.7668 | 13.6675 | 2.3035 | 17.0533 | 18.8132 | 8.4995 | 201.769 | 15.0779 | 1.2689 | 777.768
12.8082 | 5.1735 | 1.7447 | 9.3369 | 75.6343 | 14.7193 | 2.7008 | 18.7595 | 24.001 | 38.0155 | 230.286 | 18.5699 | 1.8895 | 918.309
6.4863 | 9.191 | 2.1176 | 5.2412 | 140.201 | 8.706 | 1.8501 | 6.0691 | 15.776 | 49.8773 | 281.663 | 22.0968 | 1.968 | 1181.72
15.7197 | 19.7263 | 2.471 | 8.3062 | 121.305 | 7.4405 | 1.2946 | 10.8146 | 22.6051 | 10.5329 | 238.358 | 17.1909 | 0.60936 | 885.178
8.8635 | 6.2404 | 1.607 | 8.9339 | 144.883 | 12.5858 | 3.2927 | 19.3578 | 11.1944 | 12.2251 | 254.601 | 12.7058 | 0.77235 | 964.74
15.0004 | 8.8939 | 2.5533 | 5.0009 | 50.5821 | 8.3542 | 1.7096 | 8.7748 | 26.114 | 14.044 | 146.103 | 6.9892 | 1.4006 | 870.271
8.3735 | 8.9527 | 1.6391 | 10.1339 | 93.4298 | 8.7771 | 1.8985 | 5.4423 | 28.8895 | 35.4601 | 220.719 | 20.0766 | 0.70077 | 1069.56
11.8526 | 17.7243 | 2.1791 | 7.3642 | 119.376 | 11.2179 | 3.2435 | 13.5995 | 23.3446 | 30.5966 | 181.17 | 18.2907 | 1.2121 | 1107.92
6.5011 | 13.7887 | 1.0288 | 5.4414 | 77.0494 | 9.7123 | 3.6689 | 19.0136 | 29.8342 | 48.8488 | 191.683 | 23.1755 | 0.8794 | 1156.78
19.3624 | 13.7475 | 2.8472 | 9.8495 | 143.616 | 12.5464 | 2.9452 | 16.7866 | 14.5466 | 30.6913 | 177.509 | 8.8244 | 1.6435 | 792.813
11.2073 | 16.8508 | 2.2011 | 10.4168 | 68.6417 | 13.1186 | 1.7961 | 9.5491 | 15.8437 | 20.5135 | 197.536 | 8.2221 | 0.99547 | 841.813
19.4469 | 13.1505 | 1.0693 | 10.4884 | 98.3195 | 7.1196 | 3.0913 | 9.2041 | 13.2902 | 18.899 | 155.806 | 20.1464 | 1.2843 | 980.644
13.4944 | 12.0486 | 1.3407 | 7.2414 | 149.273 | 13.5588 | 2.3976 | 5.124 | 16.9005 | 41.9538 | 134.008 | 22.6324 | 1.5422 | 1025.03
6.9168 | 13.813 | 1.5236 | 9.7403 | 145.939 | 13.3167 | 2.0334 | 6.7908 | 8.2791 | 6.9764 | 143.275 | 20.7263 | 1.7723 | 877.636
14.6043 | 8.7908 | 2.5978 | 5.8066 | 70.9201 | 14.5654 | 1.8168 | 12.7262 | 15.3476 | 20.4273 | 179.865 | 24.8869 | 1.2276 | 1060.02
7.2114 | 12.4306 | 1.856 | 5.6793 | 56.5248 | 6.874 | 2.2055 | 15.3966 | 3.8945 | 35.9656 | 68.9926 | 23.9217 | 1.7142 | 736.562
18.2665 | 16.7432 | 2.81 | 9.1033 | 70.4282 | 14.8349 | 3.1154 | 13.2351 | 28.9285 | 30.4736 | 233.726 | 18.1316 | 0.82524 | 807.908
13.2816 | 9.3402 | 2.1918 | 7.0164 | 110.755 | 11.8029 | 3.0216 | 16.5757 | 20.7839 | 34.106 | 156.581 | 21.4311 | 0.71632 | 745.48
15.6039 | 16.2407 | 1.7363 | 5.7535 | 131.409 | 5.5441 | 3.7194 | 11.7117 | 19.391 | 15.1391 | 195.555 | 18.3297 | 0.54335 | 1077.47
7.6062 | 10.9801 | 2.8673 | 6.1733 | 77.7988 | 7.3894 | 2.2624 | 12.5998 | 22.7908 | 39.2013 | 124.845 | 11.7388 | 0.70651 | 1031.78
8.4246 | 13.3122 | 2.125 | 10.9477 | 58.0593 | 7.3493 | 2.3431 | 7.7721 | 7.7688 | 32.4259 | 105.008 | 15.2935 | 1.1007 | 1172.47
19.9668 | 13.4952 | 2.0988 | 10.1264 | 70.5699 | 10.3022 | 2.3565 | 12.21 | 23.8433 | 14.2399 | 91.4371 | 12.2231 | 0.77388 | 920.145
9.1249 | 13.4604 | 1.3209 | 7.1478 | 62.1552 | 7.7796 | 1.5969 | 18.1112 | 11.2382 | 31.5751 | 97.7941 | 20.2607 | 1.516 | 938.351
18.418 | 13.6362 | 2.5703 | 8.4847 | 56.0391 | 5.61 | 1.3048 | 12.5571 | 6.4071 | 15.4613 | 294 | 21.91 | 1.2366 | 837.76
16.2956 | 15.4454 | 2.6565 | 7.9088 | 79.109 | 10.9001 | 3.5266 | 7.9362 | 21.8317 | 11.5216 | 204.302 | 8.7164 | 0.57585 | 1028.27
11.6463 | 15.8557 | 2.8309 | 5.1978 | 91.694 | 7.0723 | 3.7062 | 16.511 | 16.0518 | 44.8475 | 261.25 | 22.7609 | 1.445 | 754.18
13.4239 | 12.8849 | 1.3586 | 9.8434 | 59.6465 | 14.8527 | 3.6714 | 10.5529 | 14.0296 | 28.1447 | 249.08 | 14.9493 | 1.0065 | 727.573
5.4831 | 15.5515 | 2.0154 | 8.8376 | 67.1378 | 5.4069 | 1.3998 | 16.2826 | 29.6857 | 21.5236 | 78.6128 | 9.9284 | 0.90076 | 1076.16
15.4868 | 18.1853 | 1.1201 | 8.5091 | 93.764 | 5.5661 | 2.8672 | 15.0569 | 26.7037 | 24.5198 | 282.732 | 11.1777 | 1.2401 | 1091.97
16.8276 | 16.6309 | 1.7571 | 8.7234 | 102.513 | 8.8543 | 1.4547 | 11.4677 | 17.6552 | 2.6229 | 112.936 | 18.2165 | 1.4949 | 1110.83
7.07 | 9.2702 | 1.527 | 8.5558 | 112.427 | 10.4861 | 1.3907 | 17.4435 | 21.2362 | 12.5592 | 256.549 | 19.875 | 1.0953 | 883.066
10.9125 | 11.6088 | 2.3835 | 5.3526 | 58.6333 | 11.8944 | 3.737 | 7.0434 | 8.6566 | 28.4579 | 165.312 | 8.9366 | 1.9062 | 840.417
12.5218 | 6.7938 | 1.7712 | 7.2934 | 83.8193 | 14.0564 | 1.7406 | 16.2958 | 7.7367 | 20.0369 | 269.177 | 13.3418 | 0.78175 | 1190.15
14.2637 | 17.6706 | 1.4645 | 6.9028 | 67.4386 | 9.9654 | 2.1647 | 8.6108 | 18.7259 | 19.3288 | 170.019 | 16.6557 | 0.52934 | 904.982
5.9183 | 17.2921 | 1.8927 | 10.1969 | 114.068 | 14.5155 | 2.3095 | 18.5088 | 17.8086 | 41.387 | 262.32 | 15.876 | 1.8279 | 709.848
18.5179 | 15.3259 | 2.2264 | 9.5974 | 105.49 | 9.0703 | 2.3648 | 7.5745 | 7.9925 | 17.6213 | 279.35 | 18.5205 | 0.51748 | 961.826
8.5705 | 10.6467 | 1.1912 | 10.6292 | 52.418 | 10.6752 | 1.629 | 10.5946 | 13.0898 | 4.049 | 136.543 | 17.0977 | 1.507 | 1184.48
8.937 | 12.4222 | 1.9327 | 6.1334 | 80.5957 | 12.8461 | 3.5916 | 16.2289 | 6.2327 | 12.331 | 255.974 | 13.0902 | 0.69464 | 1177.93
19.6956 | 14.0607 | 1.3756 | 10.6804 | 104.372 | 11.7368 | 1.0188 | 15.2235 | 16.7935 | 42.7075 | 158.95 | 15.9444 | 0.77809 | 827.282
6.8765 | 5.8448 | 1.5065 | 5.4901 | 122.268 | 13.2785 | 3.2155 | 16.541 | 21.3904 | 42.5379 | 211.668 | 18.1661 | 1.4771 | 749.71
7.4725 | 12.1764 | 1.2922 | 8.3705 | 84.6345 | 10.2523 | 1.9576 | 6.9917 | 29.4475 | 33.1687 | 293.035 | 8.1701 | 1.5994 | 876.311
9.7455 | 11.2199 | 2.6382 | 7.0649 | 74.5233 | 6.906 | 1.6402 | 11.2203 | 9.6796 | 5.9444 | 182.8 | 19.5175 | 1.3481 | 814.513
6.107 | 13.0171 | 1.3259 | 8.2492 | 124.077 | 8.8323 | 2.1917 | 15.519 | 28.643 | 21.8765 | 265.752 | 10.4529 | 1.1981 | 1161.23
7.1496 | 11.2586 | 1.1825 | 10.8962 | 123.068 | 14.3388 | 1.4708 | 14.1136 | 23.235 | 32.9989 | 246.922 | 13.0339 | 0.73759 | 1090.59
14.6676 | 19.3092 | 1.064 | 5.8118 | 141.844 | 14.0045 | 3.8274 | 17.495 | 20.0589 | 43.7519 | 133.318 | 24.6384 | 1.5624 | 987.31
17.4108 | 8.4513 | 2.1872 | 9.3286 | 107.811 | 7.6009 | 3.3696 | 17.606 | 9.1633 | 32.0639 | 139.115 | 14.3887 | 1.3199 | 779.925
14.9045 | 19.7882 | 2.278 | 10.6942 | 142.116 | 10.3568 | 3.2315 | 18.7945 | 22.4936 | 45.0342 | 219.667 | 6.8745 | 1.9798 | 936.09
11.5257 | 5.6059 | 1.5999 | 10.0045 | 138.478 | 14.7764 | 3.4647 | 7.8707 | 13.384 | 34.5824 | 259.198 | 7.2923 | 0.6215 | 1146.44
11.006 | 9.2947 | 1.04 | 9.8901 | 97.5294 | 14.6624 | 2.3143 | 13.1875 | 5.28 | 27.6541 | 66.6412 | 23.3179 | 0.61764 | 729.845
19.385 | 12.2379 | 2.3294 | 8.6919 | 80.9139 | 11.2719 | 1.2823 | 5.2551 | 5.6779 | 17.8499 | 142.472 | 16.4129 | 1.7444 | 743.756
18.7983 | 7.6575 | 1.1373 | 8.9896 | 61.4378 | 13.3479 | 2.1963 | 15.6854 | 10.8751 | 34.0321 | 231.674 | 10.5181 | 1.7377 | 1168.56
9.1399 | 10.7123 | 2.4905 | 8.0286 | 80.2159 | 12.8675 | 3.2828 | 5.5647 | 23.4483 | 27.9499 | 268.984 | 10.953 | 1.8848 | 1133.51
18.5985 | 14.8396 | 1.7156 | 6.7287 | 148.07 | 7.1304 | 1.5772 | 5.6444 | 29.2915 | 16.4304 | 157.674 | 11.3967 | 1.9839 | 871.475
16.7727 | 7.074 | 1.4531 | 8.5872 | 98.5362 | 5.5048 | 1.7644 | 13.1472 | 26.8713 | 25.3841 | 240.614 | 15.2051 | 1.0008 | 831.091
10.6376 | 13.7174 | 2.2807 | 9.2004 | 137.23 | 12.1464 | 1.4913 | 9.3507 | 6.5036 | 11.1492 | 186.542 | 21.1832 | 0.6813 | 1141.39
10.0866 | 17.5274 | 1.684 | 8.5107 | 59.4849 | 9.9167 | 3.2614 | 16.4172 | 29.0701 | 30.8176 | 200.465 | 14.35 | 0.81661 | 897.659
9.7873 | 10.3569 | 2.8072 | 6.0734 | 97.778 | 12.6599 | 2.3746 | 7.1401 | 23.5081 | 46.8711 | 298.708 | 21.1459 | 1.1687 | 826.219
15.6453 | 10.4346 | 2.257 | 5.1759 | 122.844 | 6.6188 | 1.1108 | 11.0618 | 12.1693 | 46.5822 | 155.239 | 13.787 | 1.3443 | 852.783
6.2901 | 18.9217 | 2.7636 | 5.5589 | 116.425 | 8.1489 | 1.4276 | 6.8534 | 18.9273 | 36.419 | 73.4161 | 15.521 | 0.75411 | 1018.67
5.2934 | 10.0034 | 1.777 | 9.2937 | 123.263 | 10.5881 | 3.6199 | 7.1327 | 10.9838 | 19.1969 | 264.611 | 16.8992 | 1.2678 | 996.956
16.3757 | 9.9048 | 1.8842 | 10.8054 | 145.276 | 12.217 | 2.6594 | 16.1703 | 13.3987 | 40.9502 | 87.9602 | 23.6042 | 1.9 | 956.668
5.4379 | 9.8375 | 1.5688 | 7.7584 | 126.236 | 14.491 | 1.0274 | 12.1596 | 14.5919 | 5.5378 | 85.0555 | 21.8029 | 0.78953 | 718.803
9.6527 | 16.0414 | 1.9786 | 7.2506 | 128.376 | 11.6555 | 2.2534 | 18.1358 | 4.1318 | 16.4835 | 111.865 | 10.1357 | 1.1744 | 925.66
16.5459 | 8.7457 | 1.8518 | 10.9732 | 71.05 | 10.7507 | 2.9193 | 18.6015 | 18.5107 | 37.4257 | 278.055 | 12.0051 | 0.92624 | 1053.89
15.0626 | 8.0402 | 2.8772 | 9.5284 | 89.8449 | 12.5607 | 1.7866 | 15.2943 | 1.5348 | 42.8006 | 144.765 | 16.3297 | 0.66175 | 1078.91
11.1403 | 11.9912 | 1.0175 | 9.5898 | 55.0276 | 9.4565 | 1.5641 | 12.3973 | 10.5272 | 25.0158 | 193.973 | 17.8612 | 1.5033 | 1140.18
8.3004 | 15.7093 | 1.6863 | 9.5464 | 144.719 | 8.6773 | 3.1609 | 5.8898 | 9.4586 | 42.2982 | 152.084 | 8.6596 | 0.56783 | 715.529
11.878 | 15.9638 | 2.3717 | 8.6176 | 84.4184 | 8.0673 | 1.5893 | 10.6311 | 16.2798 | 40.2492 | 127.52 | 9.4377 | 1.9257 | 1149.16
5.8053 | 7.7084 | 1.826 | 7.3092 | 117.116 | 13.6236 | 3.9138 | 11.5553 | 26.7527 | 8.6831 | 213.399 | 8.0822 | 1.3393 | 777.407
17.9865 | 11.0718 | 2.9524 | 9.6156 | 53.6794 | 8.0271 | 1.6888 | 13.631 | 28.0986 | 40.0836 | 150.078 | 17.6054 | 1.8703 | 1167.46
12.9144 | 19.3729 | 1.9272 | 10.8828 | 109.941 | 12.9554 | 1.9982 | 11.7908 | 5.8224 | 36.1519 | 241.059 | 7.9319 | 1.4094 | 934.835
13.6137 | 14.3202 | 1.5616 | 6.8638 | 104.004 | 10.5482 | 2.7298 | 9.8278 | 16.1105 | 46.286 | 177.901 | 19.2916 | 1.1591 | 1165.68
15.8654 | 15.5301 | 2.395 | 5.8441 | 70.1089 | 5.1937 | 1.4622 | 8.5932 | 22.172 | 34.4579 | 181.459 | 24.8333 | 1.2185 | 780.571
16.5079 | 6.2285 | 2.3632 | 10.7888 | 102.827 | 8.2919 | 2.2821 | 8.866 | 3.521 | 32.9144 | 248.303 | 24.4626 | 0.81254 | 1164.45
7.4321 | 12.1067 | 2.332 | 9.6918 | 87.4491 | 10.9923 | 3.9503 | 12.3216 | 24.7159 | 31.4106 | 185.365 | 24.0959 | 1.9548 | 1083.52
16.9799 | 19.5228 | 1.5773 | 10.6219 | 126.936 | 14.4563 | 2.8792 | 5.3199 | 17.2508 | 46.4096 | 222.516 | 7.746 | 1.7969 | 990.193
7.9429 | 16.5612 | 1.3309 | 10.3624 | 91.4867 | 11.4996 | 2.7681 | 5.8315 | 17.7466 | 22.3493 | 217.927 | 17.8025 | 1.6358 | 795.385
15.926 | 15.1143 | 2.3793 | 9.236 | 78.4193 | 12.0428 | 1.1325 | 9.0831 | 10.7248 | 33.8661 | 81.7028 | 14.2956 | 1.1049 | 1112.61
11.4736 | 7.3951 | 2.5188 | 7.1698 | 83.4286 | 12.0768 | 1.9742 | 11.6213 | 2.4677 | 7.0633 | 196.717 | 12.7928 | 1.249 | 1193.6
7.7878 | 8.2455 | 2.11 | 9.0062 | 130.025 | 5.9426 | 2.4121 | 10.0808 | 19.1893 | 47.4485 | 257.946 | 24.6041 | 1.7327 | 702.488
12.0063 | 12.3046 | 2.3058 | 8.0974 | 146.266 | 14.0939 | 3.6084 | 11.3828 | 22.9802 | 47.6897 | 225.861 | 13.2378 | 1.7452 | 947.614
9.9454 | 13.9067 | 1.2211 | 9.9733 | 111.457 | 5.0048 | 2.4866 | 16.6046 | 28.1718 | 39.942 | 272.81 | 15.3353 | 1.1253 | 1107.09
7.8765 | 7.8372 | 2.9784 | 5.8333 | 87.9576 | 14.1483 | 1.6349 | 13.9302 | 24.2263 | 7.7204 | 271.462 | 10.0121 | 1.5342 | 1106.21
7.6546 | 5.7097 | 1.4327 | 8.3336 | 131.63 | 5.7822 | 1.7909 | 11.5188 | 28.7376 | 33.6074 | 267.062 | 22.8269 | 1.4275 | 1094.88
13.3007 | 12.2183 | 1.0236 | 9.0768 | 82.086 | 6.0501 | 2.6812 | 12.7154 | 14.4478 | 42.1521 | 246.247 | 17.0065 | 1.479 | 801.272
6.2715 | 11.7252 | 2.1431 | 7.2729 | 95.055 | 6.0781 | 3.2219 | 10.2039 | 21.2223 | 2.076 | 255.449 | 24.0064 | 1.2333 | 923.979
7.3947 | 9.0612 | 2.8183 | 6.5441 | 133.963 | 13.1394 | 2.9823 | 19.1836 | 22.3113 | 41.6309 | 150.288 | 7.8664 | 1.6765 | 1111.63
5.9678 | 16.9609 | 2.7677 | 8.8481 | 106.132 | 8.5839 | 2.2959 | 15.0435 | 16.5839 | 41.6809 | 137.074 | 20.5737 | 1.0246 | 1046.78
15.0973 | 7.6129 | 2.3169 | 10.5787 | 62.2915 | 10.1928 | 1.0901 | 8.6854 | 26.3359 | 13.1901 | 59.2795 | 15.5714 | 0.5366 | 800.798
11.0629 | 11.5442 | 1.202 | 9.2532 | 121.808 | 7.5713 | 2.5631 | 9.9434 | 19.7419 | 44.7085 | 235.83 | 14.2617 | 0.59976 | 926.702
10.6847 | 14.7878 | 1.2255 | 9.7395 | 118.705 | 6.9391 | 2.0903 | 13.6835 | 21.6591 | 41.2498 | 216.688 | 23.1027 | 1.148 | 1087.28
6.7769 | 13.8809 | 2.5908 | 8.4321 | 55.5227 | 14.1667 | 3.9945 | 5.9711 | 8.6966 | 36.715 | 65.9816 | 24.362 | 1.3526 | 1174.56
17.318 | 12.5721 | 1.3804 | 6.9594 | 74.1558 | 12.7991 | 3.1764 | 19.4052 | 3.3727 | 44.0457 | 166.098 | 8.8955 | 1.3282 | 1178.89
15.6859 | 7.5225 | 2.5145 | 10.5983 | 107.743 | 8.8812 | 2.6393 | 10.6946 | 19.0762 | 39.2773 | 242.305 | 8.5497 | 0.91819 | 1061.28
5.3793 | 19.1608 | 1.6667 | 6.2366 | 100.073 | 10.9614 | 3.5779 | 12.6139 | 25.6459 | 37.0088 | 244.752 | 23.6904 | 0.98917 | 905.498
17.2651 | 9.3872 | 2.4693 | 9.1327 | 69.1625 | 14.9924 | 1.047 | 11.7278 | 27.5845 | 34.9579 | 129.654 | 23.8582 | 1.8062 | 788.51
15.2615 | 9.7636 | 2.875 | 6.8771 | 56.9732 | 12.1896 | 1.877 | 15.4638 | 10.0572 | 29.5473 | 121.05 | 8.8025 | 0.9769 | 970.134
17.5299 | 12.3712 | 2.4526 | 10.2057 | 66.8223 | 8.7387 | 2.5412 | 6.3499 | 13.8014 | 17.7235 | 147.619 | 17.2235 | 1.5797 | 945.248
17.4659 | 6.4734 | 2.6683 | 10.663 | 62.8247 | 8.4522 | 2.7056 | 19.8937 | 22.1172 | 47.0223 | 139.856 | 10.25 | 1.0838 | 977.338
6.8044 | 10.7717 | 1.5878 | 5.3806 | 78.8449 | 12.903 | 2.4062 | 18.9135 | 1.4368 | 13.1234 | 233.372 | 16.4906 | 0.65251 | 1129.42
8.2219 | 9.5592 | 2.6444 | 9.1218 | 53.4853 | 6.2004 | 1.2406 | 10.3455 | 7.6624 | 6.8769 | 252.725 | 12.138 | 1.9222 | 700.131
14.7082 | 10.062 | 1.7268 | 5.511 | 99.8835 | 5.4528 | 2.6092 | 15.7817 | 10.6771 | 48.6373 | 208.39 | 14.5835 | 1.0258 | 1139.6
8.0235 | 16.1803 | 2.4844 | 6.4384 | 121.739 | 10.4046 | 1.3798 | 8.9182 | 2.7104 | 24.5433 | 226.832 | 6.843 | 1.9857 | 772.963
12.3019 | 10.1308 | 2.6742 | 8.0592 | 88.5082 | 7.5956 | 3.9639 | 16.0612 | 14.4098 | 18.855 | 218.566 | 13.957 | 0.96072 | 849.811
10.9952 | 5.1076 | 2.9436 | 9.4122 | 144.244 | 5.7272 | 1.406 | 12.4299 | 5.5197 | 15.605 | 209.153 | 9.0438 | 1.7631 | 1015.04
18.465 | 18.0447 | 2.4348 | 10.5631 | 103.236 | 11.0452 | 3.6307 | 16.6538 | 14.09 | 4.2245 | 206.691 | 9.5509 | 1.1081 | 889.931
19.3024 | 17.1852 | 1.2952 | 9.158 | 53.1795 | 11.116 | 3.1506 | 19.1645 | 27.9451 | 15.2369 | 108.461 | 9.3872 | 1.2565 | 1162.47
16.9436 | 16.2861 | 2.0128 | 9.704 | 94.7723 | 12.1028 | 1.1785 | 19.2172 | 26.5166 | 37.7288 | 191.533 | 16.2063 | 1.6633 | 817.84
10.0235 | 14.589 | 2.2462 | 8.9613 | 147.29 | 9.8785 | 2.9221 | 13.5134 | 22.949 | 12.514 | 141.034 | 12.5591 | 1.1813 | 710.057
19.2742 | 17.86 | 1.1574 | 5.0979 | 118.927 | 14.3791 | 1.547 | 14.3363 | 2.6347 | 42.2178 | 113.84 | 18.385 | 1.6776 | 763.433
19.2335 | 13.0531 | 2.8423 | 10.4971 | 94.4922 | 8.238 | 2.3285 | 14.3467 | 13.4772 | 26.8961 | 101.931 | 15.4641 | 1.6202 | 928.077
6.7084 | 11.478 | 2.5677 | 7.7087 | 96.8165 | 7.758 | 3.9216 | 7.8346 | 28.3214 | 37.9938 | 138.482 | 14.5143 | 1.5241 | 735.123
15.9593 | 9.9607 | 1.2478 | 7.5119 | 147.717 | 5.3098 | 2.2516 | 5.937 | 26.8942 | 37.2305 | 142.143 | 18.6353 | 1.3809 | 725.281
16.572 | 17.341 | 1.7519 | 5.6334 | 100.417 | 5.0989 | 3.6886 | 14.6245 | 3.6436 | 24.6714 | 270.441 | 8.3337 | 1.1634 | 845.083
19.8585 | 18.4063 | 1.9188 | 7.4981 | 58.3 | 6.9533 | 3.3566 | 9.8501 | 18.5881 | 32.6204 | 167.439 | 20.9046 | 0.76538 | 1147.78
16.1193 | 8.0842 | 1.0023 | 7.4486 | 116.577 | 14.6071 | 1.1042 | 12.0546 | 16.629 | 10.7451 | 200.096 | 17.5692 | 1.288 | 1101.7
15.1266 | 5.4737 | 2.8372 | 9.8036 | 140.941 | 6.2659 | 2.8958 | 10.3657 | 29.181 | 13.9311 | 135.882 | 23.9794 | 0.91047 | 898.901
17.5715 | 16.3 | 1.9096 | 8.1187 | 73.8651 | 11.3358 | 1.6766 | 15.5737 | 11.0381 | 23.3911 | 298.111 | 7.7597 | 0.87835 | 733.555
10.2332 | 6.3011 | 2.8276 | 10.9148 | 142.997 | 8.9039 | 1.7126 | 5.684 | 17.1324 | 32.7388 | 73.9304 | 19.596 | 0.74521 | 879.031
11.5734 | 11.3448 | 1.6143 | 5.6902 | 112.591 | 6.3536 | 1.5602 | 10.2666 | 21.7525 | 8.2689 | 148.456 | 11.938 | 1.9179 | 1049.08
19.7066 | 17.4633 | 1.7317 | 6.8342 | 148.446 | 13.1832 | 1.8814 | 6.227 | 15.1696 | 6.2565 | 153.952 | 6.6196 | 0.9948 | 1040.8
13.1319 | 12.6572 | 2.8827 | 5.3013 | 95.8663 | 11.6779 | 3.9557 | 10.9289 | 16.4783 | 7.1736 | 272.39 | 14.112 | 1.836 | 712.395
11.6 | 18.4269 | 1.5914 | 10.0996 | 82.6808 | 14.7637 | 2.1066 | 9.9752 | 6.5666 | 49.3044 | 268.016 | 20.6573 | 0.80415 | 1155.92
16.5913 | 18.9958 | 2.1992 | 10.0323 | 127.464 | 8.1953 | 2.5045 | 10.3095 | 23.6679 | 45.2256 | 227.806 | 12.0892 | 0.8593 | 913.622
12.2457 | 19.9651 | 2.8539 | 10.1698 | 55.4032 | 12.6315 | 3.2561 | 14.1054 | 6.1691 | 37.5388 | 161.205 | 20.9712 | 0.9429 | 886.964
15.3723 | 13.4084 | 1.8326 | 6.2944 | 113.141 | 14.0451 | 2.0096 | 10.8029 | 23.7414 | 24.1669 | 236.72 | 16.9283 | 1.4405 | 707.037
13.4697 | 14.3417 | 1.9436 | 9.5305 | 64.8946 | 6.4746 | 1.9044 | 6.7311 | 12.6694 | 4.085 | 229.565 | 24.9586 | 1.5571 | 1154.77
16.6908 | 10.399 | 1.3037 | 8.3822 | 88.1207 | 8.0808 | 2.889 | 16.9526 | 6.101 | 6.6123 | 223.328 | 13.5823 | 1.8946 | 854.619
13.1493 | 12.7724 | 1.9997 | 10.4584 | 71.7808 | 12.3182 | 1.4767 | 17.8481 | 4.9475 | 26.6345 | 287.454 | 15.7442 | 1.3674 | 907.344
5.6056 | 17.7665 | 1.8112 | 8.4753 | 131.934 | 7.2701 | 3.1332 | 7.6991 | 14.9673 | 25.5376 | 173.368 | 12.0473 | 0.55408 | 1001.89
16.1487 | 19.9009 | 2.6037 | 5.9289 | 108.437 | 13.5339 | 3.7594 | 6.0162 | 12.4205 | 23.8456 | 171.115 | 17.8788 | 1.176 | 1198.01
17.5214 | 16.5462 | 1.0553 | 9.8297 | 141.597 | 8.3372 | 3.8009 | 7.6261 | 27.1765 | 48.6966 | 289.209 | 12.6764 | 0.94156 | 847.39
18.7346 | 19.765 | 1.714 | 10.4739 | 142.287 | 6.3201 | 1.6543 | 9.7624 | 25.4533 | 26.3721 | 126.714 | 18.7405 | 1.4623 | 1085.54
12.8748 | 15.0119 | 1.6757 | 7.7655 | 102.414 | 10.8914 | 3.7664 | 13.5703 | 14.7847 | 46.5678 | 214.139 | 18.4714 | 0.73075 | 823.503
15.4599 | 12.0786 | 1.348 | 6.9323 | 99.0141 | 5.366 | 1.9613 | 8.3015 | 3.7902 | 49.1911 | 175.089 | 19.9819 | 1.9428 | 789.716
8.1051 | 9.4551 | 1.8615 | 10.522 | 146.789 | 7.5215 | 1.1535 | 7.2933 | 11.5542 | 17.0722 | 74.7822 | 15.3917 | 1.3121 | 743.094
11.1099 | 16.8293 | 1.641 | 5.2927 | 59.0045 | 13.9016 | 2.7925 | 9.7777 | 3.1505 | 12.0613 | 212.806 | 9.2607 | 1.3565 | 989.833
19.1014 | 15.027 | 1.4468 | 9.375 | 108.212 | 9.7596 | 3.5668 | 19.066 | 9.8366 | 9.401 | 262.5 | 10.919 | 1.6876 | 1118.54
7.7176 | 19.1214 | 2.1271 | 6.3753 | 148.22 | 14.7773 | 2.3443 | 10.7264 | 15.8672 | 3.4701 | 220.276 | 21.6331 | 0.76581 | 1130.28
8.978 | 8.4351 | 2.5747 | 9.8229 | 92.7332 | 9.7046 | 1.9321 | 7.9863 | 21.8252 | 23.277 | 86.756 | 20.5553 | 1.3269 | 950.335
10.3078 | 15.4817 | 2.1588 | 7.4395 | 144.566 | 6.9406 | 1.0151 | 5.8761 | 10.6376 | 29.3948 | 160.833 | 20.1156 | 1.4543 | 865.68
5.5377 | 13.0943 | 2.3051 | 10.6075 | 116.941 | 12.7924 | 3.1694 | 13.8367 | 21.5902 | 7.7546 | 182.017 | 7.4983 | 0.69712 | 1100.16
14.457 | 14.3275 | 1.3472 | 6.2679 | 101.577 | 6.6982 | 3.1132 | 10.6964 | 20.3839 | 4.3615 | 90.383 | 24.351 | 1.1404 | 978.679
16.5603 | 7.8107 | 2.3965 | 7.1146 | 92.2557 | 7.803 | 2.7816 | 16.4248 | 7.3108 | 48.4407 | 248.518 | 17.2231 | 0.54174 | 1015.97
8.6974 | 8.856 | 1.2634 | 6.1662 | 105.97 | 5.9697 | 2.1555 | 16.5615 | 24.0448 | 16.9565 | 259.476 | 7.3193 | 0.80269 | 1040.71
12.6101 | 14.4271 | 1.7393 | 9.5374 | 84.3747 | 6.424 | 1.6733 | 12.1307 | 21.5074 | 18.9674 | 226.071 | 17.0883 | 1.3756 | 1031.14
8.7306 | 18.154 | 1.4129 | 8.0012 | 70.9188 | 13.8369 | 2.6647 | 15.2005 | 27.9211 | 7.5054 | 250.677 | 11.8968 | 1.6642 | 999.606
6.1207 | 12.4032 | 1.4426 | 8.0993 | 133.341 | 9.981 | 1.1495 | 16.1372 | 8.8392 | 32.8299 | 130.315 | 22.1714 | 0.55676 | 1138.45
8.9107 | 17.7786 | 1.9739 | 9.2204 | 110.908 | 7.8716 | 1.9116 | 11.9512 | 26.3529 | 16.4023 | 144.469 | 19.2698 | 0.94015 | 869.783
9.7192 | 17.0804 | 2.9099 | 5.5971 | 82.1313 | 14.8791 | 2.0539 | 18.1715 | 17.8569 | 32.189 | 148.239 | 18.7917 | 1.852 | 842.039
11.8362 | 11.7237 | 1.3007 | 6.5114 | 64.9466 | 8.3165 | 2.1874 | 12.8142 | 22.2875 | 22.6664 | 151.809 | 9.0551 | 1.1585 | 863.437
13.3778 | 6.3662 | 1.5673 | 10.9882 | 124.203 | 8.609 | 3.3789 | 10.3025 | 6.7599 | 13.6575 | 255.887 | 14.938 | 0.95687 | 1020.07
19.7604 | 15.2417 | 2.7243 | 10.0159 | 63.0918 | 9.5489 | 3.7987 | 15.7237 | 25.0373 | 38.633 | 99.3072 | 14.8668 | 0.54612 | 965.01
8.2678 | 17.5948 | 2.1906 | 9.1108 | 102.023 | 9.2318 | 2.536 | 9.3314 | 26.9753 | 16.0725 | 77.9185 | 19.0324 | 0.89938 | 1199.77
12.0827 | 15.0228 | 1.4675 | 6.4076 | 67.5053 | 14.4314 | 3.4976 | 9.8889 | 14.99 | 22.8154 | 122.174 | 14.4695 | 0.91151 | 751.358
11.4147 | 13.6593 | 1.171 | 5.3243 | 53.8052 | 11.2671 | 1.0457 | 19.4101 | 18.1185 | 45.282 | 60.7329 | 24.2444 | 0.92536 | 763.458
7.2652 | 5.3512 | 2.4842 | 5.8216 | 66.2736 | 11.5501 | 3.35 | 8.2712 | 14.8408 | 26.7737 | 103.531 | 12.2938 | 0.88364 | 874.078
5.3901 | 18.2445 | 1.9293 | 10.7885 | 118.685 | 14.1128 | 2.9479 | 15.0339 | 9.0903 | 34.4342 | 185.332 | 10.248 | 1.2003 | 1187.49
18.9757 | 9.12 | 2.6944 | 9.6889 | 50.3588 | 8.8154 | 1.9805 | 18.7251 | 16.838 | 30.34 | 230.061 | 9.7752 | 1.7995 | 850.217
5.1514 | 8.2277 | 2.3035 | 6.8589 | 88.6491 | 9.8605 | 1.2016 | 8.1245 | 27.6109 | 42.712 | 283.373 | 18.6468 | 0.90462 | 938.038
15.2077 | 5.1705 | 2.5572 | 9.5279 | 63.3012 | 10.0238 | 2.0222 | 5.0661 | 28.9214 | 6.9118 | 127.029 | 22.5179 | 1.9203 | 845.654
19.1235 | 16.0136 | 2.8741 | 10.5338 | 59.9404 | 7.1584 | 1.7202 | 10.9619 | 10.0669 | 28.0735 | 94.2873 | 13.3173 | 0.91834 | 1084.31
5.2438 | 19.4187 | 1.4475 | 7.7569 | 62.141 | 12.3153 | 3.1582 | 15.4508 | 27.1365 | 47.0781 | 107.537 | 17.4387 | 1.0204 | 781.265
8.4658 | 6.0682 | 2.331 | 6.6671 | 60.4883 | 5.0737 | 1.8727 | 12.8935 | 3.3157 | 49.5313 | 231.697 | 11.104 | 0.80509 | 1021.93
13.6031 | 10.0452 | 1.2264 | 5.2632 | 130.162 | 10.2574 | 1.335 | 14.9654 | 4.7871 | 43.2701 | 172.523 | 24.0814 | 1.5639 | 1134.98
5.6476 | 10.0867 | 1.4858 | 9.239 | 105.591 | 14.5994 | 2.5931 | 13.6935 | 13.8226 | 10.0043 | 128.265 | 21.2491 | 0.78556 | 1118.36
15.0575 | 13.818 | 1.6847 | 7.5132 | 78.7801 | 6.3334 | 1.8626 | 9.7389 | 3.6213 | 24.6927 | 299.295 | 19.1074 | 0.78965 | 896.357
7.0548 | 10.4464 | 2.8988 | 5.9915 | 146.253 | 5.6112 | 2.8931 | 14.4855 | 25.7117 | 21.8985 | 253.542 | 13.1785 | 1.4595 | 839.866
17.8669 | 18.6737 | 2.9901 | 6.3158 | 142.79 | 12.3788 | 1.0041 | 19.6527 | 11.1263 | 19.6917 | 264.243 | 18.8888 | 1.3083 | 921.046
7.9462 | 5.8336 | 2.7816 | 10.5724 | 89.7861 | 6.6184 | 1.7771 | 15.8996 | 17.6403 | 33.8676 | 129.462 | 21.0152 | 1.3328 | 961.33
11.2739 | 13.16 | 2.8024 | 6.8421 | 65.7619 | 6.627 | 1.0789 | 11.8285 | 2.5054 | 36.072 | 126.343 | 17.7534 | 0.52783 | 934.493
19.9136 | 19.9974 | 2.1802 | 6.9884 | 123.964 | 11.7199 | 1.6281 | 16.2323 | 25.4521 | 29.8235 | 281.904 | 17.7126 | 1.5216 | 1123.97
19.2884 | 12.573 | 1.3167 | 6.1749 | 122.432 | 5.2231 | 2.5999 | 16.6104 | 18.3033 | 27.6191 | 165.716 | 17.8686 | 0.8602 | 810.793
6.8038 | 16.3337 | 2.249 | 9.9881 | 62.4262 | 13.7158 | 1.7519 | 18.0371 | 2.4321 | 17.7344 | 171.55 | 8.3744 | 1.4283 | 811.788
12.2351 | 10.9068 | 1.5616 | 5.439 | 118.974 | 8.1681 | 1.0738 | 14.0854 | 15.6701 | 22.5533 | 151.551 | 22.8772 | 0.66185 | 756.815
13.6959 | 10.967 | 2.6137 | 5.0251 | 87.941 | 11.9946 | 1.5447 | 14.1949 | 4.4649 | 28.9826 | 85.4482 | 11.8712 | 1.1245 | 1119.68
7.3835 | 18.5203 | 1.4373 | 6.7247 | 74.1789 | 5.5582 | 2.7956 | 5.2394 | 18.3637 | 27.0951 | 185.726 | 12.8209 | 1.7408 | 1061.86
9.8791 | 9.9482 | 2.5764 | 10.76 | 69.997 | 10.0917 | 3.3022 | 18.9369 | 16.3725 | 33.7239 | 287.291 | 10.8751 | 0.65479 | 1169.74
17.746 | 6.9103 | 2.2058 | 7.1404 | 60.7098 | 7.4156 | 3.567 | 12.4984 | 11.8602 | 13.56 | 82.5395 | 18.3863 | 0.62829 | 1055.73
7.7515 | 7.4125 | 1.9826 | 8.7627 | 75.1375 | 5.3356 | 2.5146 | 11.8943 | 23.8447 | 10.9747 | 211.7 | 15.086 | 0.92339 | 1147.89
7.5207 | 8.8181 | 1.341 | 8.2006 | 137.048 | 7.042 | 1.1247 | 7.3296 | 11.683 | 39.1807 | 289.367 | 14.9152 | 1.6209 | 960.93
17.5098 | 6.7703 | 2.8348 | 10.9364 | 81.7549 | 7.5942 | 3.0721 | 17.8258 | 27.3456 | 37.5593 | 124.953 | 9.123 | 1.389 | 853.199
16.3929 | 7.203 | 2.8687 | 6.6997 | 117.954 | 12.1845 | 2.5582 | 13.3198 | 23.7827 | 34.7013 | 267.63 | 9.3508 | 1.0154 | 1047.96
5.4919 | 18.3488 | 2.4175 | 7.324 | 128.897 | 8.2288 | 2.5253 | 7.0743 | 11.9971 | 28.8672 | 136.048 | 22.1141 | 0.98983 | 832.439
7.9075 | 6.349 | 1.8982 | 6.0231 | 127.39 | 5.1267 | 3.0607 | 9.0483 | 10.3729 | 48.8042 | 97.4164 | 15.9581 | 0.70224 | 1019.83
14.1802 | 17.3474 | 1.3661 | 6.6619 | 102.279 | 9.5959 | 3.1206 | 12.5414 | 27.0633 | 26.5017 | 94.2283 | 24.4187 | 1.0662 | 849.289
16.7566 | 13.5144 | 2.8493 | 10.6688 | 109.877 | 6.9229 | 3.4388 | 5.1191 | 21.8056 | 34.4873 | 150.962 | 14.5143 | 0.85412 | 766.887
18.7576 | 19.3807 | 1.8819 | 8.641 | 68.2935 | 5.667 | 1.4627 | 5.9095 | 4.8567 | 8.1758 | 163.613 | 9.2024 | 0.537 | 722.666
5.1933 | 11.5537 | 1.1634 | 7.0052 | 125.352 | 8.4181 | 1.5652 | 13.2464 | 10.8801 | 13.7627 | 171.797 | 23.4462 | 1.1823 | 785.092
18.0629 | 8.4839 | 2.0621 | 10.414 | 75.9596 | 13.3412 | 2.4916 | 10.56 | 6.644 | 29.1595 | 294.869 | 20.4198 | 1.0477 | 1011.99
19.654 | 8.3756 | 1.0175 | 5.7895 | 111.76 | 10.1033 | 1.5079 | 8.7094 | 21.9298 | 11.277 | 196.275 | 20.0739 | 1.0742 | 792.076
6.0508 | 11.8276 | 1.2774 | 6.9771 | 91.7419 | 9.3253 | 3.9659 | 16.287 | 9.8412 | 45.198 | 216.257 | 23.6679 | 1.1605 | 1128.82
12.4848 | 5.9522 | 2.4665 | 9.0238 | 127.1 | 7.1979 | 3.6353 | 6.7403 | 23.2725 | 45.813 | 190.251 | 14.6459 | 1.1655 | 797.697
14.3632 | 15.5378 | 1.4792 | 8.9318 | 145.758 | 12.0643 | 2.8721 | 6.9675 | 15.0095 | 18.7465 | 281.465 | 11.7026 | 1.6167 | 1029.78
14.4263 | 14.1333 | 2.6286 | 8.6236 | 114.102 | 9.3542 | 1.8491 | 15.6145 | 19.6015 | 5.2187 | 158.6 | 20.603 | 1.6448 | 816.351
5.0768 | 7.0829 | 1.9915 | 5.3346 | 61.9633 | 10.1717 | 3.0875 | 13.9475 | 5.325 | 48.6166 | 241.092 | 22.4672 | 0.99171 | 853.872
17.303 | 11.0314 | 2.4996 | 7.918 | 135.743 | 9.6357 | 3.1416 | 17.0017 | 19.1657 | 24.9106 | 174.142 | 15.3458 | 1.3126 | 820.832
12.3807 | 8.6807 | 2.5335 | 6.3229 | 104.487 | 5.7084 | 2.2309 | 14.8566 | 18.5275 | 30.0037 | 102.873 | 15.1995 | 1.8867 | 935.144
16.4813 | 10.3397 | 1.4281 | 7.2609 | 125.154 | 14.8649 | 1.6847 | 12.3105 | 23.2518 | 43.0146 | 169.552 | 19.3943 | 1.0129 | 1009.12
10.1871 | 5.645 | 1.6681 | 7.4626 | 132.248 | 7.9357 | 3.4887 | 17.4805 | 24.727 | 14.4527 | 236.656 | 11.8023 | 1.3372 | 1194.06
12.6444 | 5.1915 | 2.9845 | 8.4524 | 88.0946 | 13.6485 | 3.0093 | 10.8534 | 15.1946 | 11.8006 | 205.077 | 19.8361 | 0.64042 | 816.005
14.8306 | 19.5967 | 2.3363 | 5.347 | 70.3743 | 7.3811 | 2.9727 | 10.6599 | 23.9493 | 21.997 | 115.443 | 24.6988 | 0.84344 | 844.313
19.0995 | 15.3574 | 1.8061 | 10.4884 | 132.511 | 14.1716 | 2.2547 | 12.9251 | 18.7966 | 21.2841 | 278.974 | 14.1873 | 1.2165 | 994.288
15.5756 | 9.952 | 2.0076 | 8.0583 | 137.847 | 6.4593 | 3.9039 | 8.0457 | 16.222 | 39.6016 | 217.455 | 18.7377 | 1.2689 | 956.863
19.536 | 19.0066 | 2.5361 | 9.7438 | 115.035 | 12.6099 | 1.7282 | 5.6162 | 16.0189 | 14.2457 | 104.499 | 8.7287 | 0.68173 | 716.307
9.27 | 5.7502 | 2.5108 | 6.1925 | 119.376 | 10.4937 | 2.4735 | 11.3058 | 4.9599 | 35.5561 | 147.132 | 16.9138 | 1.8062 | 877.252
5.8319 | 6.6683 | 2.5527 | 8.1559 | 95.706 | 5.4442 | 1.2977 | 9.4337 | 11.2871 | 35.8172 | 104.836 | 13.5017 | 1.8782 | 1192.94
12.0937 | 15.0715 | 2.7659 | 10.0345 | 129.947 | 9.468 | 2.8185 | 6.5566 | 5.4325 | 48.0396 | 133.067 | 23.5825 | 1.4901 | 1046.74
10.1595 | 13.7454 | 2.5879 | 6.3606 | 110.115 | 5.6477 | 2.6161 | 9.0508 | 19.7022 | 41.5316 | 119.999 | 20.5218 | 1.1442 | 903.533
5.4142 | 7.9851 | 2.5259 | 7.0484 | 113.73 | 14.9036 | 1.2253 | 11.3874 | 5.7703 | 12.9333 | 69.0375 | 15.7237 | 1.8981 | 1157.08
17.0875 | 13.7955 | 1.8697 | 6.8089 | 106.252 | 13.4627 | 2.4484 | 11.563 | 12.4376 | 39.5016 | 139.938 | 24.6207 | 0.64302 | 991.021
19.1983 | 10.5919 | 1.9139 | 7.8869 | 56.5921 | 10.5173 | 3.5959 | 16.4886 | 23.5096 | 34.2856 | 136.872 | 9.4182 | 0.68462 | 928.154
16.3393 | 9.1928 | 2.3604 | 7.3781 | 70.5969 | 12.835 | 3.6617 | 6.6003 | 9.8566 | 14.9553 | 284.155 | 24.31 | 1.5159 | 973.796
5.303 | 12.5117 | 1.1874 | 5.6902 | 126.015 | 11.1205 | 3.8302 | 17.6909 | 3.4415 | 19.9604 | 238.595 | 8.2236 | 1.6122 | 931.578
7.6945 | 13.9483 | 2.4574 | 6.1444 | 74.4179 | 6.7375 | 3.7967 | 18.3507 | 19.7527 | 6.2858 | 215.539 | 8.4117 | 1.5195 | 1184.78
19.9704 | 14.7312 | 2.9307 | 9.3141 | 65.4049 | 6.5094 | 3.5942 | 13.1901 | 20.2338 | 35.0303 | 180.06 | 13.169 | 0.93299 | 953.016
10.7563 | 16.919 | 1.8167 | 9.5577 | 113.383 | 12.0256 | 1.0432 | 17.1403 | 15.366 | 19.8173 | 209.097 | 8.1427 | 1.6781 | 1018.42
13.184 | 18.8253 | 1.6745 | 8.8605 | 56.1855 | 8.2711 | 1.4124 | 9.6861 | 15.1311 | 22.9401 | 268.445 | 10.626 | 0.76016 | 1044.18
19.0154 | 8.0734 | 2.4859 | 9.1666 | 74.9873 | 13.1934 | 3.8998 | 9.2138 | 4.0763 | 17.826 | 207.388 | 11.6027 | 1.7653 | 871.725
13.6453 | 15.4506 | 1.1289 | 6.9378 | 84.1125 | 14.9286 | 2.6473 | 9.634 | 28.4048 | 13.2295 | 183.975 | 11.3671 | 0.71582 | 1182.6
13.5146 | 11.0658 | 2.3242 | 7.7726 | 63.6839 | 9.3239 | 3.535 | 16.1385 | 21.9695 | 15.2299 | 66.0801 | 17.6097 | 1.1144 | 754.22
11.6545 | 11.4792 | 2.8082 | 5.6159 | 90.5475 | 9.9024 | 3.4518 | 14.1388 | 25.8278 | 39.8146 | 267.209 | 15.4945 | 1.6255 | 1185.25
12.9156 | 19.7976 | 2.1017 | 9.1079 | 52.3607 | 7.9991 | 1.1763 | 19.9586 | 2.7683 | 44.5686 | 258.787 | 9.6565 | 0.51887 | 993.384
18.1233 | 14.4563 | 2.4451 | 5.5061 | 123.467 | 11.5332 | 1.2466 | 7.4148 | 23.104 | 6.1041 | 213.157 | 21.4148 | 1.2259 | 1127.23
17.1808 | 14.4076 | 2.0749 | 7.9093 | 81.1408 | 12.5991 | 2.8246 | 7.1093 | 15.4841 | 26.1734 | 216.829 | 23.0397 | 1.6487 | 1023.36
9.5903 | 8.142 | 2.4947 | 7.1726 | 68.5061 | 10.5858 | 2.5697 | 9.5599 | 6.6703 | 11.5485 | 75.9258 | 18.1271 | 1.5652 | 1057.93
10.9988 | 11.6834 | 2.1481 | 7.1887 | 64.2953 | 13.0012 | 1.68 | 5.2822 | 10.6886 | 25.1802 | 123.664 | 16.7243 | 1.7829 | 1109.83
19.2862 | 13.4401 | 1.847 | 7.5783 | 75.4708 | 11.4996 | 2.3582 | 18.2561 | 10.2439 | 38.1539 | 79.6071 | 21.4581 | 0.65273 | 1171.76
6.7589 | 5.0108 | 1.2304 | 8.4172 | 78.6987 | 14.0683 | 1.1625 | 5.5002 | 27.43 | 3.3216 | 89.5581 | 17.1698 | 0.63447 | 1163.89
9.431 | 14.5877 | 2.0124 | 8.3498 | 64.2431 | 7.6546 | 1.953 | 14.0419 | 16.3181 | 5.9264 | 50.5981 | 19.5929 | 0.9823 | 1033.93
14.501 | 9.9017 | 1.3944 | 10.5167 | 79.6291 | 11.843 | 1.5851 | 5.097 | 10.0107 | 28.2813 | 73.7313 | 12.2353 | 0.63824 | 829.487
19.4824 | 12.4487 | 2.7446 | 8.1314 | 81.5543 | 8.6422 | 2.0339 | 18.1526 | 6.3612 | 38.5281 | 297.032 | 24.8729 | 1.4851 | 702.76
6.9228 | 5.2925 | 2.3528 | 5.6366 | 109.028 | 6.806 | 1.4464 | 13.5827 | 28.0085 | 5.0321 | 55.5238 | 24.7559 | 1.1972 | 771.778
9.1622 | 9.6357 | 1.7808 | 10.5376 | 73.5987 | 5.1934 | 3.1309 | 7.2816 | 6.981 | 31.3205 | 54.1848 | 24.0496 | 1.9571 | 858.615
8.0398 | 17.176 | 2.347 | 5.3767 | 131.909 | 6.2602 | 1.9921 | 18.874 | 24.8303 | 27.4564 | 58.2365 | 22.4315 | 1.2344 | 1066.25
12.0404 | 14.628 | 2.1982 | 10.9189 | 119.583 | 11.3257 | 1.3897 | 19.1642 | 18.4578 | 32.6466 | 245.489 | 21.8694 | 1.9795 | 892.805
17.6097 | 10.1185 | 2.7099 | 9.0495 | 131.548 | 7.7453 | 1.9724 | 10.284 | 15.3398 | 17.6209 | 239.586 | 8.8394 | 1.0285 | 768.679
19.568 | 16.2947 | 2.0884 | 7.093 | 94.6739 | 8.7609 | 1.1875 | 8.4304 | 28.168 | 23.6342 | 193.48 | 9.3106 | 1.1548 | 831.247
16.0572 | 17.14 | 2.854 | 5.1758 | 140.353 | 12.8814 | 1.2488 | 10.9693 | 19.3017 | 6.6177 | 198.611 | 14.3567 | 0.71916 | 717.51
7.196 | 8.7487 | 2.6711 | 7.1967 | 93.1096 | 11.5916 | 3.4825 | 12.8402 | 23.6954 | 4.0986 | 114.041 | 16.6091 | 1.096 | 868.604
18.2347 | 19.2556 | 1.088 | 6.8903 | 138.528 | 14.3859 | 2.0896 | 15.8742 | 20.9487 | 30.6134 | 99.4941 | 18.4902 | 1.6623 | 835.166
5.6848 | 14.0254 | 1.2679 | 6.5309 | 107.223 | 12.3615 | 2.2163 | 11.4435 | 14.0633 | 18.4787 | 192.891 | 10.7276 | 1.3688 | 941.566
18.895 | 7.5433 | 1.308 | 10.2532 | 52.8912 | 6.8794 | 3.861 | 13.1412 | 7.5372 | 47.561 | 170.507 | 6.1504 | 1.4051 | 1051.78
18.8353 | 11.8975 | 1.9165 | 9.339 | 80.5945 | 5.9355 | 1.5319 | 5.4006 | 28.4362 | 20.5133 | 254.436 | 7.5551 | 1.5967 | 975.737
10.9351 | 12.8018 | 1.2027 | 8.7038 | 115.377 | 9.8996 | 1.2238 | 8.7251 | 11.891 | 34.8527 | 298.073 | 20.0294 | 1.7581 | 890.215
13.0336 | 18.4484 | 2.4724 | 8.3136 | 60.9581 | 8.3446 | 2.0816 | 10.0385 | 14.669 | 37.0332 | 63.301 | 12.8496 | 1.6921 | 880.696
10.3859 | 19.3102 | 1.4711 | 7.7871 | 120.736 | 7.1204 | 3.273 | 13.6169 | 14.4696 | 9.8115 | 235.296 | 10.9686 | 0.96255 | 1197.35
10.8054 | 8.7583 | 1.7157 | 9.2705 | 140.138 | 6.2294 | 3.99 | 12.3913 | 25.1901 | 26.9625 | 124.447 | 19.4513 | 1.9108 | 770.374
10.4517 | 15.6494 | 2.928 | 7.7976 | 112.457 | 13.0894 | 3.726 | 16.6971 | 6.1222 | 9.4136 | 266.773 | 24.8366 | 1.2547 | 1008.71
17.0618 | 14.9822 | 2.8904 | 7.5967 | 67.8424 | 10.4542 | 2.5657 | 12.6223 | 17.812 | 38.842 | 202.926 | 13.1198 | 1.2953 | 908.071
5.6053 | 17.9589 | 1.8435 | 8.8712 | 141.869 | 11.4673 | 1.3809 | 13.4339 | 11.7915 | 10.909 | 229.779 | 19.9549 | 1.9928 | 707.79
11.5939 | 10.3684 | 2.6012 | 9.5827 | 77.508 | 10.3759 | 3.2867 | 14.0132 | 24.3066 | 13.0532 | 106.237 | 20.8041 | 0.58809 | 1178.17
5.9606 | 18.7837 | 2.4031 | 6.8649 | 74.6896 | 8.5616 | 2.2914 | 13.7332 | 29.5913 | 46.5387 | 100.614 | 13.5253 | 1.8251 | 953.768
19.8519 | 16.9631 | 2.0831 | 8.9665 | 115.6 | 11.3553 | 2.6102 | 18.0801 | 9.3463 | 17.4384 | 256.628 | 11.2955 | 1.9031 | 1191.08
11.9466 | 12.1667 | 2.5218 | 10.1494 | 55.8812 | 13.4912 | 2.3408 | 7.2987 | 26.5535 | 25.5621 | 85.0958 | 17.9997 | 1.2411 | 1133.35
6.1714 | 18.0047 | 1.4991 | 9.3551 | 57.1068 | 12.1638 | 3.0823 | 7.75 | 15.5353 | 40.6598 | 157.396 | 14.7628 | 1.2024 | 778.35
6.2693 | 16.5139 | 1.7757 | 9.6497 | 137.528 | 6.1267 | 2.7635 | 9.1482 | 12.2335 | 7.3994 | 215.129 | 12.9966 | 1.1037 | 799.822
12.6868 | 17.6175 | 1.0565 | 10.8736 | 133.898 | 7.0173 | 2.9164 | 11.6638 | 22.8268 | 21.3357 | 166.175 | 21.7603 | 0.77518 | 788.933
15.722 | 6.5223 | 2.0156 | 7.021 | 112.233 | 6.586 | 1.3918 | 10.1196 | 3.1307 | 26.0996 | 96.7399 | 16.243 | 1.1077 | 787.88
7.7888 | 10.2077 | 1.1503 | 6.2001 | 83.8597 | 7.5414 | 2.393 | 11.9941 | 23.4082 | 48.1389 | 258.682 | 6.6437 | 1.5367 | 701.542
18.6788 | 6.9502 | 2.9212 | 8.524 | 88.2514 | 9.0458 | 2.7916 | 6.8857 | 12.6395 | 12.3919 | 159.675 | 11.9867 | 1.8039 | 1000.91
18.4624 | 14.8568 | 1.765 | 10.1622 | 95.8839 | 10.2368 | 3.2412 | 18.0044 | 10.4264 | 42.3438 | 131.622 | 12.1082 | 1.5562 | 1106.29
8.9564 | 15.1028 | 1.8242 | 7.0772 | 55.4071 | 6.7118 | 3.9985 | 17.5254 | 22.97 | 8.4337 | 178.65 | 15.2191 | 1.9086 | 739.412
5.7872 | 9.7982 | 2.0947 | 10.2098 | 54.7927 | 5.6972 | 3.9392 | 11.692 | 16.2518 | 42.7916 | 274.104 | 11.0126 | 0.93676 | 1025.55
10.5562 | 11.337 | 1.1982 | 7.5891 | 99.4189 | 10.8752 | 1.0865 | 17.9479 | 21.2394 | 13.8982 | 173.496 | 6.5889 | 0.66585 | 966.633
5.0501 | 14.3434 | 2.5907 | 6.6101 | 61.6514 | 10.3498 | 3.2324 | 18.4263 | 29.1434 | 41.0562 | 202.043 | 15.307 | 1.3789 | 821.988
10.0379 | 5.0741 | 2.0415 | 10.4186 | 100.302 | 8.8672 | 1.7168 | 11.8011 | 18.8978 | 32.4297 | 142.889 | 17.5569 | 1.291 | 917.582
16.9675 | 19.8432 | 1.5002 | 10.8161 | 130.841 | 5.7582 | 2.3205 | 12.3508 | 20.9183 | 44.3148 | 263.625 | 9.982 | 1.6536 | 704.284
10.8712 | 7.8912 | 2.791 | 10.4335 | 83.3735 | 8.5754 | 1.9249 | 5.1944 | 11.4415 | 21.055 | 133.834 | 8.0236 | 1.3949 | 972.455
15.7375 | 5.9065 | 1.5181 | 9.1738 | 83.7092 | 5.5957 | 2.7525 | 14.8156 | 26.295 | 18.3796 | 255.468 | 12.0731 | 1.96 | 1058.96
17.2705 | 13.582 | 1.7327 | 10.2961 | 104.85 | 8.8765 | 2.4576 | 14.386 | 8.0699 | 49.6355 | 218.342 | 22.7067 | 1.2655 | 715.49
6.3061 | 10.1499 | 2.188 | 9.485 | 126.361 | 8.4283 | 3.953 | 9.8092 | 19.936 | 15.5322 | 278.434 | 14.3915 | 0.59182 | 724.296
8.8508 | 17.2519 | 1.7558 | 10.3553 | 87.4606 | 11.4489 | 1.9193 | 6.6592 | 7.0963 | 49.9327 | 232.729 | 22.5471 | 0.70372 | 1135.66
17.4013 | 12.7451 | 1.6486 | 9.7279 | 149.332 | 9.5627 | 3.9123 | 13.0757 | 22.4019 | 15.4366 | 120.973 | 19.2189 | 1.5842 | 877.742
8.5886 | 15.3939 | 1.1445 | 9.8048 | 50.6006 | 12.7175 | 3.395 | 7.8007 | 14.2869 | 12.7908 | 249.321 | 18.1716 | 1.1183 | 719.929
17.6413 | 5.6358 | 1.7467 | 6.0395 | 67.0213 | 11.1441 | 1.6354 | 9.2806 | 8.4451 | 25.8011 | 243.74 | 21.491 | 1.401 | 899.1
19.9322 | 12.59 | 1.1332 | 9.9304 | 129.543 | 11.8929 | 2.3289 | 19.609 | 13.0418 | 45.5635 | 261.827 | 6.345 | 0.87344 | 1102.68
17.9032 | 19.8899 | 1.2814 | 8.9168 | 53.5871 | 9.1474 | 3.6404 | 13.9829 | 26.7152 | 28.4142 | 118.494 | 13.8156 | 1.4976 | 1141.05
15.9743 | 8.6294 | 2.3788 | 6.5701 | 69.2586 | 6.056 | 1.0972 | 19.7599 | 17.5857 | 23.0988 | 134.956 | 22.9198 | 1.9494 | 1170.56
14.8989 | 14.2503 | 2.9862 | 5.9321 | 69.5028 | 10.4384 | 3.5571 | 5.6541 | 17.2777 | 22.317 | 237.401 | 13.6435 | 0.61572 | 1063.56
6.9762 | 19.2071 | 1.6316 | 6.7437 | 53.3299 | 7.5075 | 1.2366 | 7.5874 | 7.399 | 4.6497 | 205.669 | 22.0789 | 1.9918 | 945.996
6.5759 | 10.3223 | 2.5811 | 9.1485 | 66.9245 | 14.954 | 2.9121 | 14.4407 | 10.3314 | 23.5232 | 143.641 | 12.6138 | 0.73897 | 783.164
13.3289 | 16.6953 | 1.2898 | 5.7367 | 76.8777 | 7.2949 | 1.2756 | 19.5817 | 7.809 | 7.9438 | 78.7177 | 14.2656 | 1.0688 | 947.424
5.4845 | 18.8623 | 1.7034 | 7.989 | 65.1614 | 14.4173 | 3.2078 | 7.6951 | 19.5077 | 35.7322 | 199.95 | 10.4643 | 1.2453 | 756.241
17.1408 | 9.7487 | 2.5062 | 5.0374 | 62.9982 | 13.8517 | 2.8825 | 8.1571 | 11.076 | 24.8744 | 234.256 | 21.7745 | 0.79483 | 1167.28
7.605 | 7.1078 | 2.5966 | 8.903 | 56.7737 | 14.1365 | 2.1368 | 6.1304 | 20.4609 | 32.2386 | 164.834 | 10.3849 | 1.9665 | 1045.06
5.3445 | 16.3642 | 1.6351 | 7.9531 | 86.7821 | 8.11 | 1.8925 | 13.5194 | 9.4831 | 37.333 | 282.729 | 15.5857 | 0.80986 | 855.222
15.8395 | 16.4428 | 1.6859 | 6.0109 | 108.974 | 8.9393 | 1.8045 | 8.2582 | 12.3676 | 1.6516 | 227.006 | 12.7363 | 1.3528 | 1092.29
12.151 | 10.4081 | 2.8112 | 10.7916 | 53.03 | 14.3355 | 1.2888 | 7.9605 | 18.7525 | 27.5631 | 70.8358 | 14.7216 | 0.68839 | 894.278
17.7033 | 10.7503 | 1.5597 | 8.4982 | 138.108 | 12.1011 | 2.1954 | 6.8245 | 24.4579 | 45.7032 | 269.219 | 12.7895 | 1.4436 | 797.076
9.0805 | 5.5655 | 1.7859 | 10.3414 | 99.857 | 11.1672 | 2.6794 | 19.2933 | 2.681 | 27.8132 | 299.253 | 18.8698 | 0.85804 | 928.886
15.4862 | 7.2721 | 1.0517 | 5.829 | 143.153 | 6.8359 | 1.7963 | 7.4627 | 23.6095 | 29.4503 | 155.155 | 11.2594 | 0.62719 | 851.918
19.8327 | 15.5165 | 1.0784 | 10.0664 | 144.832 | 6.2065 | 2.9622 | 9.1802 | 9.2519 | 10.5283 | 119.148 | 23.1928 | 1.8207 | 1094.85
11.0606 | 15.6092 | 2.8409 | 8.7786 | 114.714 | 9.0732 | 2.9035 | 12.5864 | 21.1454 | 28.7965 | 127.757 | 19.4296 | 1.4626 | 1081.17
10.2373 | 13.3215 | 2.6969 | 8.4344 | 113.034 | 7.3319 | 3.3301 | 16.9612 | 8.2274 | 34.6183 | 90.7223 | 14.6022 | 1.6881 | 1131.38
8.2234 | 15.8205 | 1.7249 | 5.9281 | 54.4491 | 7.4607 | 1.5192 | 15.7963 | 20.3487 | 49.2283 | 198.108 | 8.7566 | 1.9721 | 983.695
12.2499 | 18.1904 | 2.7167 | 7.2439 | 79.2755 | 5.466 | 3.1982 | 16.8156 | 14.1435 | 15.6496 | 220.667 | 16.808 | 0.69468 | 802.323
6.6811 | 6.6954 | 1.7088 | 7.5251 | 103.156 | 9.7694 | 2.4953 | 8.5713 | 14.3789 | 24.5654 | 168.59 | 24.5662 | 1.0017 | 750.162
13.0014 | 12.0932 | 1.1112 | 5.2711 | 57.5527 | 10.8632 | 3.8853 | 9.4941 | 4.5014 | 49.8596 | 294.24 | 21.9556 | 1.4117 | 970.949
16.4268 | 18.9588 | 2.6698 | 8.1428 | 51.0607 | 7.6331 | 1.4296 | 12.0489 | 20.7958 | 32.0273 | 114.523 | 14.7882 | 1.6946 | 948.354
8.4097 | 16.5666 | 2.9584 | 9.9361 | 64.6068 | 14.6706 | 2.1124 | 9.5982 | 25.5741 | 36.7318 | 252.906 | 17.0508 | 0.55012 | 959.725
14.1197 | 7.5818 | 2.1327 | 5.4642 | 109.393 | 11.8046 | 2.3091 | 6.2554 | 11.3071 | 25.34 | 214.243 | 23.2231 | 0.83406 | 916.1
15.3923 | 8.5697 | 1.9886 | 8.8085 | 143.875 | 6.9732 | 3.6221 | 5.9776 | 4.2572 | 46.8236 | 167.68 | 20.7115 | 1.1507 | 1026.28
8.4387 | 19.7226 | 2.2329 | 10.6984 | 117.435 | 9.1928 | 2.9913 | 10.831 | 5.8688 | 23.8325 | 156.109 | 8.8937 | 1.1274 | 776.583
8.8118 | 6.1569 | 1.3622 | 5.5793 | 82.4039 | 13.4077 | 2.9655 | 19.5018 | 27.563 | 30.7891 | 116.714 | 13.559 | 0.73157 | 714.288
18.8407 | 5.9975 | 2.2929 | 10.1783 | 89.2891 | 13.6105 | 2.7159 | 8.5002 | 13.5923 | 42.1965 | 180.768 | 13.2643 | 1.2101 | 822.945
13.1065 | 17.9311 | 2.056 | 8.2343 | 57.8002 | 7.676 | 1.604 | 13.2687 | 8.8169 | 30.0411 | 247.664 | 22.2984 | 0.973 | 760.594
16.2401 | 13.4252 | 2.864 | 10.2497 | 134.524 | 9.0994 | 3.2145 | 14.8684 | 14.6114 | 24.1056 | 115.675 | 16.6742 | 1.2135 | 1152.95
14.6699 | 12.0392 | 2.3183 | 6.0812 | 89.6921 | 10.5748 | 3.0002 | 15.6556 | 24.5184 | 49.3408 | 189.453 | 18.5754 | 1.3819 | 730.963
8.8755 | 19.574 | 1.805 | 7.8187 | 93.271 | 8.0216 | 2.6818 | 5.0013 | 25.7598 | 22.1499 | 265.249 | 8.6661 | 0.94473 | 741.15
18.352 | 7.51 | 1.3337 | 9.6214 | 108.271 | 9.4302 | 1.3108 | 15.3618 | 20.6703 | 7.6455 | 142.021 | 7.4391 | 1.84 | 732.131
9.6567 | 9.0183 | 2.1368 | 8.3744 | 101.457 | 10.8388 | 2.3736 | 12.4501 | 28.0936 | 5.4502 | 110.011 | 17.2909 | 1.9757 | 706.589
16.0845 | 9.7019 | 1.0377 | 10.4572 | 73.1099 | 11.6365 | 3.4672 | 14.3022 | 28.7179 | 1.8293 | 285.477 | 22.9997 | 1.534 | 1004.85
16.4377 | 15.8955 | 1.3125 | 6.4596 | 129.079 | 14.7184 | 2.5468 | 15.5948 | 24.97 | 35.3576 | 110.812 | 9.4899 | 1.0736 | 981.985
14.7135 | 18.2999 | 1.3386 | 10.3181 | 85.6217 | 10.2098 | 1.9848 | 15.4784 | 17.3977 | 17.9137 | 246.736 | 21.1618 | 1.8498 | 871.148
15 | 8.2181 | 2.2444 | 8.594 | 135.456 | 8.1384 | 2.3173 | 9.4103 | 9.74 | 10.7867 | 122.38 | 10.3472 | 1.7423 | 1101.54
15.2461 | 11.6326 | 2.253 | 6.9153 | 118.469 | 6.3843 | 1.7411 | 19.9797 | 17.3332 | 30.2367 | 75.1617 | 12.909 | 0.51648 | 1056.83
12.8991 | 12.3023 | 1.9554 | 7.4143 | 92.751 | 6.9756 | 2.8091 | 18.9099 | 12.0558 | 36.8339 | 120.329 | 21.3639 | 0.79965 | 1070.95
6.0294 | 8.9768 | 2.2975 | 7.3608 | 121.423 | 9.524 | 3.9278 | 17.4451 | 15.2333 | 17.1318 | 183.13 | 15.8456 | 1.1829 | 1082.83
15.9952 | 8.9054 | 2.9026 | 10.2877 | 98.9829 | 5.49 | 3.2898 | 18.3412 | 12.252 | 4.852 | 228.485 | 23.8407 | 1.9829 | 744.676
7.1237 | 10.7312 | 2.976 | 10.7239 | 126.599 | 14.4745 | 3.0282 | 18.4222 | 29.7341 | 31.235 | 152.891 | 13.6623 | 0.96935 | 888.232
11.4795 | 14.2237 | 2.2729 | 8.2945 | 97.8334 | 13.9964 | 1.11 | 12.7342 | 25.6068 | 4.2281 | 251.753 | 17.8861 | 1.668 | 837.865
8.6238 | 9.5062 | 1.0014 | 10.4979 | 68.2259 | 13.8234 | 1.6482 | 16.8057 | 12.869 | 41.2341 | 240.351 | 6.0025 | 0.96638 | 912.96
17.9517 | 13.7127 | 1.3585 | 5.24 | 91.1624 | 5.0201 | 1.7867 | 15.0052 | 6.1731 | 6.7643 | 187.264 | 23.7554 | 1.0466 | 980.051
13.9149 | 17.4485 | 1.2476 | 5.1832 | 62.739 | 9.2042 | 3.4906 | 15.5037 | 1.7701 | 36.573 | 236.157 | 14.0086 | 1.0851 | 1041.91
10.3274 | 5.8215 | 1.2445 | 6.7921 | 59.5353 | 10.9606 | 2.6349 | 7.1481 | 22.137 | 11.1482 | 175.354 | 15.8085 | 1.0427 | 1078.38
14.2606 | 17.0558 | 2.6157 | 7.6122 | 137.299 | 12.2483 | 1.7895 | 9.2602 | 27.2966 | 18.1827 | 260.862 | 8.5692 | 1.8579 | 912.016
14.0547 | 19.1578 | 2.4333 | 7.2844 | 136.222 | 8.5005 | 3.8926 | 12.1721 | 14.8943 | 23.3791 | 230.707 | 23.9298 | 1.4749 | 1090.82
6.7819 | 8.657 | 2.2194 | 8.896 | 141.183 | 8.2047 | 1.6162 | 15.1029 | 17.4755 | 25.1269 | 146.288 | 6.9082 | 1.0312 | 882.56
16.6975 | 12.615 | 2.0678 | 10.909 | 106.735 | 13.245 | 2.5031 | 14.5549 | 13.7313 | 24.3689 | 226.253 | 19.813 | 1.7776 | 762.187
13.0758 | 12.4837 | 1.4572 | 6.9516 | 136.643 | 11.7325 | 3.823 | 18.6803 | 17.1935 | 35.9702 | 276.304 | 16.8767 | 1.9653 | 895.448
9.5283 | 17.5484 | 1.6761 | 6.3392 | 71.554 | 11.4172 | 2.1444 | 5.8224 | 29.2083 | 31.1279 | 160.384 | 11.5011 | 1.6995 | 1113.83
6.8394 | 12.3857 | 1.5738 | 10.3808 | 117.629 | 7.7007 | 2.5154 | 14.7344 | 20.7511 | 19.5663 | 197.112 | 14.5549 | 1.5607 | 867.264
15.1103 | 7.3734 | 1.2127 | 7.2974 | 89.239 | 13.8836 | 2.241 | 13.4837 | 26.0287 | 25.3839 | 222.485 | 22.7262 | 1.1362 | 861.749
18.4877 | 15.2924 | 1.2743 | 6.6249 | 111.324 | 6.7869 | 1.2065 | 14.586 | 13.9857 | 15.1078 | 293.901 | 7.0793 | 0.57984 | 1128.42
18.295 | 8.0371 | 2.3667 | 5.3023 | 59.3065 | 11.3949 | 3.4556 | 5.3038 | 9.0432 | 11.7695 | 139.015 | 20.8485 | 1.9876 | 967.784
6.8763 | 7.1666 | 1.5267 | 10.267 | 51.9118 | 14.0464 | 1.7003 | 5.7194 | 8.6325 | 31.726 | 109.553 | 21.0995 | 1.2363 | 732.937
6.4489 | 9.4826 | 2.003 | 9.0722 | 107.92 | 12.5352 | 1.8471 | 5.5755 | 6.8606 | 40.751 | 221.393 | 6.9748 | 1.9341 | 843.201
11.1141 | 11.9094 | 1.8792 | 6.736 | 143.634 | 12.5121 | 1.9647 | 10.5942 | 29.3611 | 38.3182 | 191.755 | 20.3246 | 1.3655 | 958.3
7.3177 | 19.3315 | 1.6135 | 7.4907 | 80.3793 | 12.6888 | 2.3503 | 6.8646 | 4.3831 | 27.3356 | 227.774 | 17.1154 | 1.0612 | 741.668
9.7936 | 9.2054 | 2.5458 | 9.7058 | 111.039 | 13.5147 | 2.6519 | 9.9856 | 11.4009 | 8.9754 | 179.107 | 17.3387 | 0.57755 | 1113.36
17.7573 | 16.0874 | 1.4346 | 9.8329 | 107.506 | 14.2414 | 1.4558 | 16.8512 | 13.8928 | 24.2393 | 70.0904 | 20.2731 | 1.8655 | 1167.62
17.4194 | 16.7214 | 1.8271 | 9.8821 | 50.9905 | 7.4827 | 2.42 | 5.3693 | 6.4036 | 26.9968 | 204.851 | 20.9429 | 1.2223 | 1060.68
17.8109 | 6.8199 | 2.9533 | 5.858 | 71.1413 | 8.0845 | 2.1034 | 5.7111 | 9.4435 | 20.0457 | 239.232 | 21.2119 | 1.3491 | 1149.45
16.7057 | 7.3302 | 2.7965 | 9.7908 | 109.663 | 11.7954 | 1.214 | 15.9489 | 3.9423 | 40.2769 | 218.922 | 23.1088 | 0.86916 | 1155
14.6884 | 11.8002 | 1.0917 | 7.6909 | 60.1078 | 14.4893 | 2.2452 | 16.7462 | 20.04 | 42.464 | 210.094 | 8.6541 | 1.0227 | 1150.55
9.3125 | 10.5723 | 1.4541 | 8.846 | 131.343 | 8.7278 | 1.9437 | 16.1991 | 25.3361 | 33.1589 | 117.714 | 19.7217 | 1.7708 | 1076.45
16.8371 | 9.2692 | 2.6544 | 8.9466 | 114.848 | 12.9244 | 2.5831 | 18.4958 | 27.8493 | 23.953 | 262.702 | 8.0463 | 1.5076 | 742.872
17.2331 | 10.6402 | 1.6962 | 9.6196 | 119.907 | 5.8339 | 3.9621 | 8.1904 | 16.9372 | 46.3044 | 137.319 | 22.2188 | 1.2474 | 1088.15
11.0171 | 6.6308 | 2.0247 | 6.229 | 132.806 | 11.3077 | 2.2876 | 17.6629 | 27.7113 | 15.9235 | 250.124 | 15.5093 | 1.4345 | 1053.55
6.365 | 11.5106 | 2.5642 | 5.2435 | 76.1204 | 14.561 | 3.6665 | 6.1225 | 8.4913 | 36.4158 | 270.486 | 11.6637 | 0.75467 | 779.475
12.4553 | 6.2732 | 2.3719 | 9.4611 | 115.968 | 9.0204 | 3.4719 | 10.777 | 16.7158 | 26.2584 | 292.556 | 12.193 | 1.5768 | 1036.16
12.3104 | 16.8783 | 1.4821 | 7.4286 | 96.8401 | 6.1196 | 2.4026 | 7.8468 | 24.3481 | 20.2807 | 96.2553 | 15.1659 | 1.6405 | 1120.95
12.9527 | 9.824 | 1.5056 | 10.6346 | 139.613 | 13.9545 | 3.5873 | 7.8522 | 13.6684 | 44.803 | 257.8 | 16.0098 | 1.2532 | 1108.62
14.329 | 10.5466 | 1.6598 | 6.297 | 88.9859 | 6.1664 | 1.3411 | 10.4017 | 18.5474 | 46.7334 | 147.955 | 16.9401 | 1.3594 | 1074.03
10.7163 | 13.1141 | 2.2694 | 7.2075 | 86.7323 | 14.2642 | 1.059 | 7.7344 | 2.5944 | 15.7101 | 92.07 | 16.5527 | 1.7136 | 902.359
10.6683 | 18.4879 | 2.0357 | 7.7213 | 107.311 | 8.0355 | 3.9745 | 6.3664 | 4.3093 | 7.3665 | 176.048 | 18.624 | 0.60006 | 1039.37
14.2869 | 19.5338 | 2.7255 | 9.4345 | 78.1817 | 12.02 | 1.7064 | 12.9706 | 18.2452 | 39.2546 | 161.712 | 18.7175 | 1.2626 | 808.83
8.0894 | 16.4255 | 1.0473 | 8.5789 | 52.0974 | 10.3582 | 2 | 18.5571 | 5.6536 | 6.4341 | 163.264 | 21.6238 | 0.60623 | 721.453
17.0105 | 6.5926 | 2.6343 | 8.6776 | 96.589 | 12.9787 | 2.1238 | 17.317 | 24.8558 | 33.0336 | 247.255 | 12.4384 | 1.4758 | 940.907
8.2505 | 11.1411 | 1.864 | 9.6796 | 95.0308 | 10.9905 | 1.5946 | 11.5216 | 23.6437 | 2.2908 | 275.369 | 15.0546 | 1.8694 | 1016.69
7.9668 | 8.5508 | 2.3887 | 6.4734 | 98.2948 | 7.0845 | 2.2246 | 14.7626 | 24.2609 | 14.7574 | 194.289 | 20.869 | 1.6046 | 1110.85
7.5866 | 9.5849 | 2.3821 | 10.7078 | 71.8814 | 7.7728 | 1.4867 | 7.6414 | 7.8739 | 39.3704 | 297.32 | 6.5068 | 1.0342 | 1162.86
7.1465 | 14.1789 | 1.2064 | 5.7598 | 147.154 | 6.3572 | 3.7408 | 10.496 | 13.2051 | 45.4129 | 176.897 | 19.9669 | 1.7874 | 857.326
6.2334 | 9.6674 | 1.3261 | 8.7275 | 51.4247 | 8.9931 | 2.0174 | 19.9076 | 18.9428 | 2.6568 | 291.649 | 24.948 | 1.4971 | 923.62
19.2235 | 13.9827 | 1.2593 | 5.0952 | 145.319 | 7.1288 | 1.2578 | 5.1597 | 29.5367 | 29.2655 | 234.407 | 6.3862 | 1.5947 | 882.134
8.4916 | 15.9398 | 1.4936 | 10.6205 | 130.385 | 11.7672 | 3.322 | 12.062 | 20.1657 | 11.9903 | 145.736 | 11.5306 | 1.5247 | 774.061
10.6371 | 5.4713 | 2.16 | 7.9314 | 138.286 | 6.4356 | 3.3357 | 16.7077 | 8.255 | 39.0887 | 166.75 | 19.6778 | 1.4671 | 938.808
14.7695 | 8.1039 | 2.0264 | 7.0591 | 101.103 | 12.4814 | 1.6946 | 19.2646 | 22.0677 | 43.828 | 207.912 | 9.608 | 1.0379 | 1125.89
11.7184 | 19.2224 | 1.222 | 6.8836 | 113.936 | 6.4822 | 3.812 | 14.6441 | 25.9471 | 37.4221 | 242.113 | 23.3654 | 0.88928 | 712.825
16.6447 | 6.0318 | 1.0683 | 9.1936 | 84.6185 | 9.6537 | 2.5392 | 10.1935 | 19.2321 | 25.8702 | 138.123 | 7.7613 | 1.007 | 738.561
14.914 | 9.2949 | 2.5015 | 9.9043 | 139.018 | 13.2775 | 2.0586 | 15.9998 | 10.1948 | 22.2352 | 295.804 | 13.7555 | 1.4462 | 736.347
8.3647 | 18.0983 | 2.6578 | 7.3418 | 149.935 | 12.1274 | 1.3742 | 11.601 | 23.147 | 44.0257 | 244.576 | 22.0197 | 0.72756 | 985.646
7.5084 | 11.7745 | 2.7117 | 6.931 | 72.5661 | 5.3963 | 3.066 | 17.044 | 8.1585 | 47.9072 | 148.969 | 7.8363 | 1.6379 | 804.087
18.1465 | 6.8478 | 1.8717 | 5.1971 | 106.901 | 13.7971 | 2.468 | 12.2692 | 25.0848 | 11.4582 | 277.407 | 13.9294 | 0.94825 | 1001.61
6.1474 | 15.6613 | 2.4419 | 5.5336 | 55.6496 | 5.7251 | 2.399 | 16.5191 | 3.0439 | 20.1566 | 107.11 | 8.9431 | 0.67973 | 898.431
16.1779 | 14.5557 | 2.8222 | 7.3287 | 110.7 | 5.824 | 1.17 | 7.5885 | 13.151 | 40.8942 | 225.413 | 6.1906 | 1.939 | 1036.46
12.795 | 9.418 | 2.225 | 5.4721 | 131.201 | 13.5648 | 2.4427 | 10.3921 | 3.3656 | 46.4336 | 188.663 | 19.1361 | 1.5808 | 886.967
19.6217 | 15.7983 | 2.8762 | 8.0768 | 100.049 | 7.8349 | 1.6401 | 16.9886 | 16.7797 | 48.9644 | 134.672 | 23.8612 | 1.8337 | 904.811
12.1891 | 9.4551 | 2.278 | 8.2483 | 99.6978 | 7.0582 | 2.0687 | 19.8274 | 29.4356 | 4.0068 | 186.482 | 7.9675 | 1.4686 | 930.007
9.353 | 16.8478 | 1.423 | 8.4361 | 79.0269 | 10.6762 | 1.4978 | 10.4735 | 10.9831 | 17.1795 | 271.262 | 16.1794 | 0.55261 | 818.645
11.3254 | 7.8295 | 2.7398 | 7.7091 | 120.862 | 14.7589 | 2.7336 | 16.0319 | 29.9573 | 47.2487 | 199.632 | 17.7956 | 1.372 | 943.754
7.2256 | 9.3229 | 1.8139 | 6.2394 | 120.131 | 10.5488 | 3.7061 | 14.7029 | 12.1477 | 3.3774 | 206.988 | 14.0687 | 1.2601 | 1037.61
17.8409 | 18.719 | 1.9793 | 9.2874 | 104.734 | 11.2764 | 1.8358 | 13.8839 | 18.0361 | 13.423 | 280.205 | 24.98 | 1.4306 | 1099.15
14.5619 | 5.3918 | 1.5505 | 6.1384 | 92.2229 | 5.3112 | 3.2269 | 19.1913 | 17.9156 | 6.685 | 132.255 | 17.5276 | 1.1039 | 805.175
12.8189 | 6.477 | 1.2539 | 6.5163 | 148.811 | 12.2607 | 2.8822 | 12.6916 | 18.682 | 20.6104 | 288.626 | 10.0069 | 1.1771 | 976.721
9.9647 | 8.9568 | 2.641 | 5.6798 | 95.4584 | 11.2171 | 1.5109 | 19.2154 | 15.9673 | 36.2488 | 274.51 | 10.5502 | 1.0989 | 884.086
15.6682 | 11.6526 | 2.2122 | 9.0856 | 149.044 | 10.6689 | 3.3857 | 10.5485 | 5.9943 | 38.4735 | 156.315 | 11.7654 | 1.8824 | 745.851
16.8716 | 5.0993 | 2.1212 | 5.1586 | 117.223 | 10.1317 | 3.0165 | 17.1623 | 28.3156 | 35.0945 | 290.096 | 18.24 | 1.7345 | 1073.05
11.7883 | 14.6657 | 2.9733 | 6.0985 | 140.829 | 12.0982 | 2.8388 | 8.3335 | 26.403 | 45.0019 | 140.961 | 9.0217 | 0.97886 | 729.414
17.3642 | 17.5113 | 1.7264 | 6.688 | 58.5281 | 14.8357 | 3.1846 | 12.3195 | 13.3188 | 19.2187 | 224.129 | 15.397 | 0.98685 | 891.724
13.4634 | 19.874 | 1.1768 | 8.6637 | 145.135 | 13.126 | 3.8717 | 7.2059 | 19.0928 | 8.7984 | 233.613 | 21.7068 | 1.3294 | 1198.35
11.1629 | 13.2766 | 1.6921 | 6.3847 | 132.269 | 5.7821 | 2.7094 | 6.5307 | 22.6891 | 30.4915 | 243.207 | 23.5218 | 1.1873 | 1153.77
9.2795 | 16.5914 | 2.4501 | 7.5416 | 76.7373 | 8.4721 | 1.1822 | 19.3866 | 21.3488 | 26.6651 | 280.028 | 20.9954 | 1.8634 | 847.656
6.6336 | 18.7514 | 2.913 | 5.362 | 77.3753 | 7.2202 | 3.6722 | 18.6974 | 19.0225 | 14.5527 | 211.438 | 6.3224 | 1.2282 | 1065.91
18.0416 | 19.9361 | 1.9445 | 10.0456 | 85.9606 | 5.4026 | 1.817 | 19.1351 | 28.6808 | 22.7242 | 139.988 | 12.963 | 0.58352 | 905.273
5.5662 | 13.8616 | 1.7438 | 6.2597 | 144.283 | 5.5287 | 1.821 | 8.809 | 28.2209 | 47.5446 | 195.022 | 10.1944 | 0.77975 | 1116.61
17.2092 | 13.9221 | 2.3428 | 10.1278 | 97.6555 | 7.4284 | 1.3059 | 19.7886 | 3.7058 | 7.1263 | 212.253 | 19.581 | 0.90556 | 768.815
19.0429 | 8.1538 | 1.7121 | 5.5552 | 91.7906 | 12.4194 | 1.4902 | 5.7522 | 24.5846 | 43.7194 | 270.764 | 7.1897 | 1.3857 | 1097.16
6.5277 | 8.3416 | 1.7993 | 8.0614 | 86.0604 | 6.2769 | 1.1275 | 19.0491 | 11.5269 | 17.3998 | 223.75 | 8.2553 | 1.7321 | 1173.82
14.7884 | 10.6697 | 2.1507 | 7.8729 | 96.2625 | 9.4187 | 2.3676 | 9.783 | 21.2204 | 48.3246 | 181.683 | 12.6507 | 1.3163 | 766.071
15.0437 | 6.3935 | 2.9665 | 6.2781 | 54.5119 | 5.1549 | 3.4241 | 15.175 | 7.7196 | 5.7508 | 80.3026 | 23.2685 | 0.59616 | 759.138
15.5272 | 16.7441 | 1.7635 | 6.4215 | 68.8429 | 11.695 | 2.9805 | 6.9299 | 12.4917 | 5.6495 | 252.439 | 6.1238 | 1.6753 | 773.146
11.5538 | 14.8063 | 1.5136 | 9.758 | 78.3314 | 13.3994 | 1.3213 | 15.1594 | 15.7427 | 3.6705 | 101.608 | 13.3961 | 1.7015 | 1175.72
16.5991 | 17.6864 | 2.6055 | 8.485 | 85.4365 | 14.013 | 2.7247 | 10.0769 | 11.6397 | 24.4949 | 149.811 | 22.8578 | 1.2734 | 1159.64
15.5406 | 13.381 | 1.0117 | 10.944 | 51.5533 | 8.8456 | 3.6986 | 15.3954 | 24.0855 | 32.9629 | 162.399 | 19.3369 | 1.5388 | 832.632
6.6976 | 11.1559 | 2.679 | 5.7294 | 56.4886 | 5.2559 | 1.4212 | 8.0119 | 5.0427 | 18.1253 | 60.0221 | 21.1204 | 1.7716 | 1043.35
14.5889 | 18.0854 | 2.2806 | 10.5845 | 116.672 | 6.1828 | 1.1167 | 15.2437 | 2.9462 | 33.9787 | 71.5527 | 24.5956 | 1.794 | 1054.83
5.7148 | 11.2536 | 2.4763 | 5.9561 | 100.66 | 14.7357 | 1.5824 | 11.5592 | 7.6213 | 30.6791 | 153.988 | 22.6223 | 0.95369 | 1189.02
13.5505 | 9.142 | 2.7882 | 10.8278 | 105.31 | 11.9164 | 3.3096 | 17.9194 | 23.3923 | 30.9622 | 209.471 | 16.3661 | 1.0038 | 812.6
15.6416 | 7.7238 | 1.0818 | 10.8815 | 108.227 | 8.0501 | 2.4787 | 13.6424 | 29.8286 | 41.7975 | 191.24 | 24.7927 | 0.51175 | 1188.09
13.7647 | 18.0254 | 2.1196 | 7.1257 | 102.615 | 8.7135 | 3.6105 | 19.3398 | 29.0757 | 46.0644 | 153.5 | 16.4811 | 1.4216 | 1067.83
14.2147 | 10.8341 | 1.4173 | 9.7766 | 99.1007 | 7.37 | 1.3532 | 18.5253 | 21.4032 | 43.4052 | 261.643 | 22.2768 | 1.1315 | 1147.32
11.9331 | 7.2939 | 1.9081 | 6.4523 | 94.8747 | 14.9785 | 3.4129 | 11.1432 | 14.7732 | 37.9505 | 195.802 | 15.8969 | 1.4899 | 807.675
7.0799 | 15.7006 | 2.2589 | 7.4897 | 91.3647 | 13.7652 | 2.1314 | 6.995 | 20.5878 | 19.3905 | 77.2131 | 20.7256 | 1.0559 | 840.074
13.9827 | 8.5018 | 2.7539 | 9.9734 | 65.656 | 10.701 | 3.0417 | 18.9544 | 7.2039 | 14.016 | 223.105 | 22.6681 | 1.622 | 992.267
16.8056 | 9.3513 | 1.5906 | 10.3877 | 86.3667 | 12.8603 | 1.0097 | 6.0629 | 22.562 | 8.5369 | 203.645 | 20.675 | 0.83102 | 858.943
5.8645 | 15.2056 | 2.3148 | 7.668 | 128.341 | 5.5191 | 3.2481 | 9.7118 | 29.6424 | 12.5905 | 177.74 | 23.712 | 1.054 | 813.931
5.1418 | 13.0213 | 2.7626 | 9.9597 | 138.854 | 13.106 | 3.7369 | 14.2554 | 10.5146 | 41.1175 | 168.858 | 14.1147 | 0.60949 | 1031.31
5.9985 | 8.2985 | 1.3944 | 8.4825 | 125.432 | 9.4855 | 1.4415 | 6.8335 | 2.3558 | 48.8739 | 124.094 | 12.5506 | 1.6036 | 719.554
16.4439 | 11.9413 | 1.8884 | 7.8961 | 65.2191 | 10.9193 | 2.4931 | 13.8303 | 12.1021 | 12.2689 | 261.704 | 11.3686 | 1.8928 | 868.68
9.3558 | 18.6955 | 1.1338 | 6.0947 | 91.8079 | 11.1273 | 1.5219 | 8.5568 | 2.8535 | 13.8184 | 221.401 | 15.5571 | 1.3093 | 1106.9
11.6159 | 9.7024 | 1.0434 | 9.0883 | 127.092 | 13.9405 | 3.5051 | 12.9634 | 26.0131 | 39.6372 | 162.87 | 15.6842 | 1.9292 | 811.254
11.2602 | 5.8444 | 2.7601 | 8.8116 | 121.768 | 5.5772 | 3.6964 | 10.8917 | 20.4909 | 26.8091 | 96.1442 | 14.1908 | 1.2338 | 1012.35
12.5364 | 16.0929 | 1.1909 | 5.1752 | 102.548 | 8.6139 | 3.9736 | 7.7531 | 14.4857 | 26.641 | 101.641 | 14.1604 | 1.7907 | 972.425
12.704 | 12.0832 | 2.2352 | 5.5348 | 137.694 | 5.3751 | 2.9531 | 10.8346 | 23.4556 | 23.1966 | 186.883 | 6.7422 | 1.5809 | 1144.68
16.3703 | 19.4556 | 2.3528 | 5.6224 | 58.4016 | 11.5888 | 3.835 | 11.7225 | 17.162 | 12.271 | 258.695 | 14.3723 | 1.3386 | 973.898
11.682 | 10.97 | 2.3749 | 9.0767 | 90.3922 | 13.1744 | 2.9363 | 12.5647 | 4.6238 | 25.6534 | 277.663 | 12.6117 | 1.6828 | 1147.52
19.4721 | 13.6826 | 2.8794 | 10.5284 | 135.786 | 14.0925 | 3.3894 | 15.3123 | 17.6101 | 22.0998 | 150.026 | 22.4574 | 1.4266 | 764.935
15.8225 | 19.6892 | 1.0293 | 9.2822 | 52.11 | 6.1338 | 1.8203 | 18.5541 | 4.1432 | 31.639 | 248.016 | 18.0315 | 1.2843 | 704.914
11.2982 | 8.2379 | 1.0205 | 5.587 | 58.9132 | 12.3594 | 1.4573 | 17.8462 | 21.0543 | 43.2928 | 122.48 | 16.9004 | 1.7245 | 715.96
13.2772 | 14.8765 | 2.8545 | 9.9678 | 141.428 | 13.9658 | 1.1169 | 15.9986 | 28.4528 | 3.1345 | 224.479 | 16.342 | 0.67199 | 804.517
5.7432 | 9.7381 | 2.1995 | 9.3652 | 82.664 | 11.5041 | 2.4224 | 7.5808 | 11.1812 | 14.3722 | 120.811 | 23.6711 | 1.8975 | 943.286
19.0914 | 9.0607 | 2.6509 | 8.9453 | 65.7777 | 14.4884 | 3.3672 | 5.7458 | 7.976 | 3.5307 | 187.352 | 14.6501 | 1.9804 | 831.565
15.4987 | 12.3021 | 1.9281 | 9.6074 | 114.83 | 5.784 | 2.2448 | 6.9022 | 29.4141 | 1.8248 | 269.045 | 24.2537 | 0.55223 | 737.538
17.1811 | 8.8396 | 2.5365 | 5.6116 | 66.4983 | 13.7579 | 1.2052 | 11.4502 | 23.7985 | 16.3676 | 48.6198 | 24.5647 | 1.41 | 886.839
7.91 | 12.8308 | 2.2664 | 9.5043 | 114.259 | 6.005 | 1.1956 | 11.0318 | 16.0506 | 15.3834 | 113.672 | 6.9623 | 1.3193 | 755.205
7.7121 | 7.6846 | 2.3435 | 6.1465 | 71.8291 | 10.3363 | 1.7778 | 5.8572 | 24.1374 | 40.8772 | 79.8596 | 10.1013 | 1.8036 | 874.199
9.7024 | 9.3685 | 1.2155 | 8.3113 | 101.105 | 8.0569 | 1.0227 | 16.0487 | 21.1352 | 29.4324 | 298.47 | 19.2828 | 0.73802 | 713.616
10.7885 | 18.7655 | 1.3677 | 9.5151 | 108.456 | 14.5015 | 2.406 | 8.0784 | 18.8088 | 23.6803 | 94.5196 | 22.2424 | 1.8736 | 1034.41
16.819 | 16.6138 | 1.5539 | 10.1787 | 60.9071 | 10.531 | 2.536 | 9.1678 | 7.0473 | 47.0369 | 125.185 | 9.9023 | 0.94666 | 1078.93
13.1361 | 7.9609 | 2.8586 | 10.1033 | 111.361 | 12.2631 | 1.6355 | 13.5023 | 28.2384 | 45.4591 | 148.397 | 12.1192 | 1.2725 | 976.11
17.2542 | 19.2028 | 2.9024 | 6.5095 | 88.8708 | 5.8935 | 3.2246 | 5.6291 | 29.0422 | 17.6651 | 238.046 | 10.0369 | 1.8169 | 773.279
9.2285 | 11.3024 | 2.0198 | 7.8345 | 136.596 | 12.5681 | 2.2048 | 11.2016 | 10.5782 | 28.4919 | 215.017 | 21.0981 | 1.4149 | 1041.38
6.2321 | 9.929 | 1.4697 | 10.4587 | 56.6325 | 11.678 | 2.7733 | 9.9628 | 10.1992 | 24.8378 | 143.749 | 22.5374 | 0.98118 | 1119.32
14.1302 | 16.8616 | 1.5629 | 8.4322 | 91.1732 | 6.8141 | 3.7597 | 8.484 | 26.9385 | 27.7618 | 130.069 | 12.0415 | 1.0687 | 822.625
19.9542 | 14.9195 | 1.1065 | 5.3357 | 81.444 | 14.1794 | 3.0635 | 15.3636 | 22.4179 | 29.7831 | 146.534 | 15.2392 | 0.89967 | 959.591
5.3048 | 15.3 | 1.3018 | 7.546 | 114.198 | 14.7619 | 1.1559 | 8.3657 | 18.5911 | 20.5685 | 148.032 | 17.2122 | 1.0906 | 1024.83
16.6278 | 7.4551 | 1.4912 | 8.1786 | 127.409 | 9.6523 | 2.4394 | 10.7137 | 8.9143 | 25.0903 | 257.451 | 6.2551 | 0.71961 | 789.803
5.458 | 10.2973 | 1.6294 | 9.7707 | 79.3689 | 14.5912 | 3.8426 | 16.3348 | 12.6152 | 3.5929 | 126.199 | 15.9529 | 1.782 | 815.73
5.9468 | 18.3737 | 2.3904 | 7.3354 | 79.5715 | 12.7529 | 1.3152 | 11.1683 | 3.9144 | 34.4726 | 242.378 | 24.5083 | 1.1396 | 1168.21
17.8819 | 15.2645 | 2.357 | 6.8825 | 126.956 | 6.191 | 1.276 | 18.0565 | 26.7669 | 20.991 | 236.457 | 14.1144 | 1.7213 | 1023.38
8.6492 | 16.5822 | 1.278 | 10.7853 | 75.9865 | 6.3727 | 1.5584 | 15.6718 | 7.2051 | 31.7814 | 266.254 | 8.429 | 1.344 | 1052.45
9.1301 | 12.7864 | 1.8219 | 6.7663 | 131.525 | 7.6887 | 1.3566 | 17.8731 | 8.592 | 5.4025 | 185.322 | 15.8631 | 1.0195 | 1138.66
6.7569 | 5.2275 | 1.0957 | 7.2989 | 122.172 | 5.8673 | 2.0568 | 14.0762 | 23.1454 | 47.5069 | 206.426 | 10.9083 | 0.63839 | 1032.16
16.6968 | 8.0794 | 2.0131 | 6.2725 | 72.8028 | 13.3349 | 2.5699 | 11.2385 | 20.0905 | 33.4341 | 223.208 | 6.8511 | 1.927 | 1077.07
18.7223 | 7.7488 | 2.633 | 10.8397 | 120.077 | 7.2557 | 2.7048 | 5.4565 | 14.579 | 25.3418 | 286.026 | 18.6725 | 1.4586 | 822.463
11.2125 | 19.4767 | 1.3386 | 9.7489 | 60.1267 | 14.6657 | 1.8642 | 16.7628 | 22.2885 | 28.6787 | 190.195 | 10.9618 | 1.1162 | 747.201
12.9811 | 17.4477 | 2.5093 | 8.6767 | 148.777 | 12.7769 | 1.9165 | 9.7421 | 4.0395 | 18.543 | 291.174 | 15.5195 | 0.69747 | 928.427
5.6845 | 7.8475 | 1.3264 | 5.2151 | 74.0014 | 11.0028 | 3.8091 | 6.3929 | 17.7991 | 10.6276 | 218.097 | 17.6155 | 0.60876 | 978.705
7.3024 | 12.1034 | 2.1216 | 8.2114 | 84.5568 | 13.0967 | 3.1828 | 14.7971 | 16.6708 | 36.82 | 133.281 | 16.4215 | 0.7797 | 703.665
8.3079 | 12.2194 | 1.6317 | 10.6193 | 114.667 | 9.4123 | 2.5823 | 18.7827 | 29.0585 | 47.0805 | 294.217 | 13.5253 | 1.7082 | 1035.17
15.7568 | 17.3525 | 2.9671 | 10.245 | 67.5459 | 13.6415 | 3.2401 | 13.1995 | 29.5056 | 4.2285 | 268.892 | 6.7935 | 0.85238 | 956.333
17.9526 | 19.732 | 1.1966 | 9.545 | 65.6548 | 7.1795 | 2.8325 | 19.0557 | 13.9632 | 5.8789 | 118.56 | 17.6464 | 1.2429 | 797.23
15.8852 | 11.4049 | 2.7754 | 10.2334 | 74.314 | 10.1221 | 2.8424 | 6.7832 | 9.7271 | 34.7056 | 199.449 | 18.0051 | 1.6373 | 741.6
10.8126 | 18.125 | 2.2307 | 7.1141 | 142.255 | 5.0192 | 1.7383 | 14.2754 | 10.079 | 15.6872 | 165.779 | 15.1177 | 1.6479 | 932.986
15.2783 | 6.7759 | 1.6571 | 8.0175 | 105.785 | 12.8038 | 1.4865 | 7.5917 | 22.0379 | 29.3358 | 147.133 | 17.0658 | 1.1659 | 892.377
19.7224 | 5.0871 | 2.3143 | 6.6866 | 52.7152 | 7.8615 | 2.2647 | 14.5699 | 7.7863 | 29.0009 | 299.754 | 18.1377 | 1.5223 | 801.871
10.9205 | 18.6269 | 1.4194 | 8.469 | 76.9026 | 10.0458 | 2.491 | 9.8472 | 19.9501 | 17.1736 | 274.55 | 18.5511 | 1.717 | 1194.95
14.0896 | 12.1463 | 2.4066 | 9.0299 | 78.076 | 7.9204 | 3.6812 | 5.1669 | 16.4339 | 19.9636 | 98.4396 | 19.6771 | 0.70264 | 875.802
9.8032 | 14.2454 | 2.2476 | 6.0023 | 139.447 | 7.5252 | 2.3258 | 15.6406 | 10.5314 | 34.5942 | 197.485 | 6.4224 | 1.4218 | 743.381
16.432 | 7.2415 | 1.7512 | 7.4953 | 108.204 | 7.1254 | 1.7002 | 11.7608 | 22.685 | 42.852 | 288.578 | 9.3845 | 1.7032 | 737.377
6.3629 | 6.5959 | 2.3042 | 8.904 | 116.709 | 8.4482 | 1.9552 | 15.1528 | 27.4741 | 26.2951 | 72.4592 | 17.1122 | 1.8417 | 1015.1
6.3991 | 5.0388 | 1.6125 | 7.0059 | 92.9957 | 5.7501 | 2.0323 | 9.3959 | 12.0534 | 27.9625 | 99.0629 | 11.3276 | 1.4322 | 1160.45
11.4691 | 15.7692 | 1.2077 | 9.0391 | 75.6062 | 9.9307 | 3.0579 | 7.9603 | 14.4826 | 48.6909 | 252.909 | 8.0398 | 0.83244 | 1060.13
12.472 | 9.6844 | 1.0691 | 7.5307 | 109.401 | 10.374 | 1.7318 | 15.0351 | 6.0497 | 4.9056 | 182.109 | 14.7429 | 1.3726 | 1127.15
8.465 | 5.6058 | 2.0604 | 6.8531 | 57.0958 | 14.262 | 3.9601 | 19.1187 | 28.8682 | 12.0756 | 165.636 | 14.7289 | 0.86636 | 873.73
14.6552 | 12.0121 | 2.5664 | 8.7523 | 147.612 | 13.8456 | 1.4719 | 17.3373 | 24.509 | 31.0753 | 260.516 | 15.2872 | 1.8685 | 1189.76
13.8331 | 13.1144 | 1.4056 | 6.9251 | 98.6596 | 7.7052 | 1.724 | 16.7943 | 3.7803 | 21.2819 | 220.717 | 24.3523 | 1.7484 | 1021.33
10.5323 | 14.9612 | 2.8056 | 6.2266 | 98.4914 | 10.5865 | 1.3895 | 8.2282 | 11.5098 | 38.5658 | 136.298 | 6.2289 | 1.3953 | 1152.87
16.9106 | 11.0422 | 2.9142 | 5.6772 | 132.374 | 12.4341 | 2.1753 | 12.792 | 9.0361 | 9.2316 | 133.622 | 7.2837 | 1.0051 | 800.211
14.9498 | 11.6459 | 1.9371 | 9.8634 | 106.873 | 6.6686 | 2.7502 | 16.8616 | 23.031 | 9.9429 | 160.195 | 9.1766 | 1.8768 | 860.955
6.252 | 11.1179 | 1.6883 | 8.9859 | 146.737 | 11.4517 | 3.3065 | 13.2214 | 4.0557 | 33.1113 | 176.731 | 9.6323 | 1.4977 | 869.361
7.472 | 6.934 | 1.9092 | 10.1188 | 135.342 | 12.0543 | 2.6844 | 16.1913 | 13.0778 | 37.755 | 200.54 | 23.8638 | 0.64501 | 1018.68
18.9918 | 18.0279 | 1.8017 | 5.9127 | 82.9717 | 11.6346 | 3.342 | 8.1159 | 10.6763 | 28.1085 | 231.944 | 10.5713 | 1.4419 | 1004.37
13.3837 | 5.7941 | 2.951 | 6.6177 | 98.8096 | 7.4146 | 1.1604 | 5.1342 | 24.1209 | 15.0059 | 114.311 | 13.7569 | 0.70701 | 714.919
12.1672 | 5.4497 | 2.0812 | 6.3027 | 64.607 | 8.7458 | 2.6509 | 11.9692 | 17.9463 | 18.8908 | 66.5597 | 13.3958 | 0.66112 | 942.07
18.3646 | 8.0401 | 1.0172 | 10.405 | 126.564 | 13.9943 | 3.1814 | 13.9189 | 21.9456 | 29.1079 | 276.817 | 13.3548 | 1.6973 | 1197.05
19.6659 | 13.0659 | 2.613 | 5.5442 | 95.5822 | 14.7462 | 3.713 | 18.7378 | 6.6254 | 6.9836 | 252.664 | 22.1237 | 1.0503 | 1123.67
18.3323 | 18.2194 | 2.8846 | 8.5811 | 69.107 | 10.8653 | 2.2536 | 9.6147 | 12.7471 | 49.703 | 271.433 | 13.6993 | 0.80532 | 1093.03
19.8234 | 7.5077 | 1.6695 | 7.0319 | 130.08 | 7.9793 | 3.4231 | 11.6489 | 23.2293 | 4.6211 | 156.193 | 22.6533 | 1.0522 | 1054.65
6.8518 | 13.3277 | 1.9715 | 8.2537 | 131.313 | 6.4892 | 2.3769 | 11.0523 | 18.8562 | 23.8573 | 270.381 | 15.9902 | 0.73377 | 1118.06
11.1711 | 15.5642 | 2.5466 | 9.9083 | 99.0091 | 8.539 | 3.5962 | 8.2865 | 8.8705 | 44.0853 | 295.832 | 23.9259 | 1.296 | 945.196
15.0508 | 10.4092 | 1.7849 | 9.3997 | 56.4373 | 5.5271 | 2.0115 | 6.2984 | 9.2886 | 2.493 | 61.1415 | 24.4343 | 0.7404 | 985.508
8.6289 | 12.0426 | 1.6493 | 6.5211 | 67.2835 | 7.4883 | 1.5679 | 13.695 | 28.6141 | 11.705 | 111.095 | 10.5003 | 0.56091 | 1178.86
18.6443 | 5.5654 | 2.4367 | 8.607 | 128.202 | 14.0465 | 3.4221 | 10.0333 | 4.4206 | 37.6549 | 230.492 | 15.3197 | 0.7761 | 927.114
19.6268 | 17.5393 | 1.7219 | 10.0482 | 100.773 | 7.0088 | 1.8131 | 6.6619 | 20.865 | 12.9368 | 194.112 | 19.0436 | 0.86876 | 934.713
13.196 | 11.9124 | 2.3647 | 6.2895 | 73.3049 | 14.7224 | 2.9677 | 7.0953 | 21.1812 | 10.8942 | 240.478 | 9.0686 | 1.4003 | 823.981
10.9448 | 7.3929 | 2.32 | 7.7079 | 96.0935 | 7.2901 | 2.8887 | 14.3724 | 25.735 | 7.9366 | 274.158 | 20.0533 | 0.75789 | 1027.38
13.2933 | 18.6702 | 1.5333 | 7.9891 | 140.213 | 11.7554 | 2.4482 | 17.233 | 12.6815 | 3.853 | 137.554 | 23.5516 | 1.1001 | 1021.24
8.8663 | 7.0853 | 1.0804 | 10.4795 | 104.612 | 11.4806 | 3.1615 | 16.4044 | 5.4533 | 16.2782 | 141.974 | 18.825 | 0.76769 | 707.995
16.1191 | 17.6773 | 2.8889 | 9.7038 | 148.325 | 6.9372 | 2.1778 | 8.9328 | 26.0996 | 41.1812 | 285.135 | 17.8709 | 0.9967 | 1088.53
19.9073 | 13.8973 | 2.9429 | 7.2764 | 55.1094 | 12.1415 | 2.4742 | 8.4372 | 5.9837 | 31.1578 | 67.4897 | 18.9702 | 1.5617 | 1180.23
8.7543 | 14.2639 | 2.2992 | 10.4727 | 116.106 | 10.8823 | 1.2955 | 8.7732 | 20.3566 | 44.4229 | 169.516 | 18.6026 | 1.1704 | 782.865
12.7898 | 9.0069 | 2.1389 | 8.5038 | 122.428 | 8.4951 | 2.444 | 9.4467 | 19.2551 | 33.3233 | 238.075 | 20.7718 | 1.8554 | 813.336
6.1184 | 10.3996 | 2.9343 | 6.3196 | 54.0691 | 9.8392 | 1.9983 | 12.048 | 18.2964 | 32.3431 | 205.711 | 12.8005 | 1.8138 | 795.432
9.5753 | 7.7296 | 2.7292 | 8.6419 | 119.957 | 12.0323 | 2.312 | 14.9608 | 28.8375 | 35.8592 | 255.016 | 19.1029 | 1.8214 | 938.627
5.4169 | 15.8689 | 1.7086 | 7.8864 | 99.7534 | 5.9146 | 3.8137 | 10.1941 | 19.5165 | 21.6674 | 167.478 | 13.2384 | 1.5939 | 1186.27
10.2451 | 13.3008 | 2.2829 | 8.2381 | 91.6656 | 8.1839 | 1.6452 | 13.1383 | 25.2061 | 24.2355 | 178.246 | 21.7136 | 1.7401 | 1097.58
19.9864 | 11.8985 | 2.0088 | 10.7354 | 92.4102 | 7.3125 | 1.9306 | 19.0941 | 14.9869 | 30.955 | 120.295 | 20.61 | 0.87543 | 1154.47
13.6075 | 14.0237 | 1.0639 | 7.6109 | 147.837 | 13.3833 | 2.022 | 16.1293 | 21.3006 | 26.9086 | 183.289 | 23.6251 | 0.61766 | 1177.08
15.2536 | 11.2418 | 2.3065 | 9.801 | 128.483 | 7.6694 | 1.6167 | 19.7337 | 14.7452 | 5.5168 | 78.6053 | 16.0277 | 0.94287 | 835.791
17.8053 | 9.9605 | 2.3827 | 8.6183 | 50.86 | 11.8473 | 1.3981 | 5.267 | 27.8161 | 20.8576 | 123.407 | 23.007 | 1.0734 | 922.648
8.4085 | 6.2898 | 1.1898 | 10.9886 | 128.976 | 12.7448 | 3.5389 | 6.9898 | 27.4225 | 24.0891 | 172.041 | 17.923 | 0.60679 | 802.838
9.9903 | 7.7815 | 1.2983 | 9.6824 | 72.0143 | 14.7792 | 3.6191 | 17.2961 | 11.5282 | 17.0706 | 282.882 | 21.4127 | 0.76 | 1075.24
13.9889 | 13.928 | 2.1698 | 6.474 | 60.3597 | 9.8573 | 3.021 | 18.9181 | 15.6864 | 23.4014 | 209.783 | 17.1311 | 1.2896 | 1045.6
5.5168 | 6.365 | 1.5652 | 5.3648 | 113.917 | 10.2201 | 1.5401 | 14.8492 | 12.3845 | 5.2409 | 119.237 | 13.8062 | 1.971 | 1033.42
5.1398 | 19.1716 | 1.6954 | 8.8939 | 63.2618 | 7.1074 | 1.0393 | 5.5384 | 18.9204 | 22.4088 | 142.65 | 21.4781 | 0.52454 | 1084.17
9.4705 | 5.1376 | 1.1392 | 10.576 | 50.316 | 8.1357 | 2.2174 | 15.9785 | 5.5218 | 2.6764 | 90.5673 | 19.9937 | 1.6796 | 1121.39
12.8919 | 16.4595 | 2.9083 | 8.9445 | 63.0761 | 8.8402 | 1.9508 | 12.7296 | 3.4191 | 10.4111 | 239.663 | 17.581 | 0.62903 | 1142.03
10.307 | 5.2957 | 1.5027 | 10.4155 | 55.5512 | 6.6933 | 3.838 | 5.5767 | 8.0927 | 46.1176 | 295.174 | 21.251 | 1.6278 | 758.42
13.6995 | 11.701 | 1.8317 | 5.1056 | 77.8888 | 5.1831 | 1.36 | 7.6668 | 9.8244 | 45.118 | 264.104 | 14.3409 | 0.78992 | 980.684
14.3991 | 10.6287 | 1.399 | 5.7149 | 89.8793 | 6.3973 | 1.2179 | 7.9969 | 7.6073 | 34.1396 | 232.741 | 7.6146 | 0.58025 | 884.241
18.1605 | 16.1236 | 2.1937 | 10.075 | 112.171 | 5.3443 | 1.176 | 5.2465 | 6.8785 | 37.2932 | 208.136 | 19.5037 | 1.7939 | 1110.13
18.0792 | 5.9224 | 2.4259 | 7.0996 | 135.672 | 13.3725 | 1.5713 | 9.7841 | 9.549 | 16.1577 | 138.801 | 16.7361 | 1.1797 | 1187.78
6.0457 | 6.822 | 2.7918 | 7.182 | 58.1198 | 8.7781 | 2.1076 | 19.4848 | 4.6414 | 45.5341 | 106.746 | 24.1165 | 1.9866 | 1131.1
9.0546 | 9.7795 | 2.6399 | 6.3213 | 111.934 | 8.8129 | 3.5442 | 11.311 | 14.3535 | 49.5669 | 243.061 | 13.0859 | 0.67895 | 876.341
8.2813 | 19.7953 | 2.7006 | 5.2456 | 64.3306 | 10.1509 | 1.9133 | 10.0021 | 26.6987 | 27.0433 | 222.156 | 21.3294 | 0.94043 | 1185.84
18.65 | 15.9043 | 2.3316 | 8.199 | 50.5395 | 6.3095 | 2.9741 | 18.8974 | 23.5337 | 34.3254 | 284.477 | 6.0458 | 1.0793 | 838.429
11.9003 | 16.9246 | 1.7744 | 9.5839 | 54.9071 | 5.28 | 2.4676 | 13.0626 | 16.5538 | 22.1965 | 272.698 | 12.8709 | 1.6166 | 793.501
5.4108 | 5.4809 | 1.4597 | 10.7576 | 63.5423 | 11.433 | 1.8263 | 8.6079 | 11.6854 | 5.12 | 190.899 | 9.6013 | 0.65273 | 1014.57
17.9352 | 7.0094 | 2.7061 | 9.1378 | 143.985 | 14.1425 | 2.3467 | 8.0439 | 3.8422 | 39.2282 | 213.878 | 8.956 | 0.95359 | 1087.16
16.1707 | 15.9878 | 2.0242 | 5.7737 | 146.226 | 8.0366 | 3.1727 | 12.7213 | 4.9638 | 34.9687 | 163.697 | 24.1882 | 1.3283 | 1199.71
9.6197 | 13.0464 | 2.6551 | 7.4083 | 138.329 | 6.8331 | 1.2917 | 15.075 | 5.6376 | 32.6848 | 170.45 | 13.4202 | 0.88628 | 1175.73
19.5273 | 10.6028 | 1.2616 | 9.8384 | 140.261 | 6.7792 | 2.8286 | 11.5961 | 6.2124 | 45.8599 | 225.756 | 19.4597 | 1.8313 | 1050.11
19.2619 | 12.2542 | 2.2281 | 8.648 | 88.1668 | 5.3596 | 2.8705 | 10.5065 | 29.9943 | 13.9283 | 92.6588 | 22.8959 | 1.8629 | 904.015
18.7842 | 10.7367 | 2.1745 | 10.0228 | 100.657 | 7.6164 | 2.5658 | 12.9988 | 29.8898 | 24.5152 | 186.107 | 17.2918 | 1.6106 | 1080.18
16.2345 | 15.1338 | 2.5604 | 6.6535 | 128.75 | 6.6124 | 2.7123 | 5.9504 | 18.4347 | 7.6794 | 210.275 | 10.8447 | 1.0748 | 821.164
14.2725 | 14.322 | 1.1284 | 7.3516 | 51.9345 | 13.4331 | 1.9633 | 17.0096 | 22.8375 | 33.4691 | 85.7084 | 11.5203 | 0.5466 | 705.703
10.9766 | 7.0392 | 2.4002 | 5.5611 | 76.3871 | 9.0394 | 1.746 | 10.2461 | 11.77 | 11.3561 | 255.854 | 10.1906 | 1.0393 | 1041.13
12.8335 | 13.7387 | 1.1707 | 10.1385 | 96.7658 | 7.0986 | 3.6608 | 10.9748 | 13.6535 | 16.6717 | 195.314 | 22.0509 | 1.5846 | 935.381
16.266 | 17.1728 | 1.7447 | 10.5981 | 61.5592 | 10.9716 | 2.016 | 16.6701 | 10.9177 | 5.7558 | 215.338 | 12.9656 | 0.83691 | 787.941
12.991 | 19.5164 | 2.7563 | 7.5155 | 101.497 | 11.3062 | 1.5328 | 19.662 | 20.9086 | 29.8823 | 202.994 | 20.3934 | 1.4683 | 706.9
10.3441 | 8.5393 | 1.5367 | 5.269 | 116.889 | 13.1136 | 1.4164 | 11.9189 | 8.7317 | 12.6701 | 223.609 | 6.9077 | 1.1136 | 855.912
8.7994 | 5.3761 | 1.0731 | 8.749 | 87.5017 | 12.4789 | 1.0465 | 14.1199 | 14.7766 | 9.6565 | 275.172 | 11.0813 | 1.0361 | 1174.56
9.9675 | 12.9039 | 1.7285 | 6.2544 | 63.8554 | 13.8742 | 1.3269 | 19.8134 | 11.9536 | 39.0599 | 131.69 | 22.9192 | 0.62618 | 1112.01
5.0031 | 9.8352 | 2.0926 | 8.4135 | 51.0812 | 8.362 | 3.4645 | 17.2205 | 12.29 | 36.7505 | 145.816 | 8.1562 | 0.97747 | 924.364
14.498 | 6.9512 | 2.6423 | 10.3597 | 112.823 | 5.4743 | 2.6709 | 18.8057 | 13.9876 | 47.7476 | 103.327 | 19.7337 | 1.2574 | 1109.69
7.9559 | 16.1806 | 1.9246 | 8.4553 | 64.1466 | 13.4794 | 2.7325 | 5.0593 | 26.6321 | 14.0006 | 149.441 | 13.876 | 1.6537 | 1184.6
13.3624 | 17.7464 | 1.8661 | 6.8163 | 115.801 | 11.0432 | 2.5974 | 12.5965 | 28.6657 | 46.4696 | 102.923 | 24.3141 | 0.85601 | 901.871
17.5757 | 10.7413 | 2.9716 | 7.5663 | 74.8288 | 7.8453 | 3.1384 | 16.6593 | 16.3289 | 15.2244 | 105.762 | 19.3788 | 0.63455 | 1061.39
9.9258 | 12.313 | 1.5492 | 8.5666 | 97.843 | 11.9942 | 3.6256 | 14.1877 | 21.9676 | 46.3807 | 213.493 | 6.4403 | 0.60366 | 919.36
6.2978 | 19.3132 | 2.6625 | 9.7609 | 62.0598 | 12.2368 | 1.2383 | 7.3113 | 19.7091 | 37.9192 | 293.147 | 15.3633 | 1.7303 | 1166.17
12.2857 | 5.6734 | 1.4146 | 7.5552 | 129.915 | 5.2532 | 1.1054 | 11.3404 | 28.2751 | 37.2424 | 179.607 | 9.7408 | 1.8096 | 1171.45
14.594 | 15.3449 | 2.8964 | 5.8789 | 124.211 | 8.9814 | 3.0957 | 15.7488 | 5.9116 | 26.2129 | 279.52 | 21.878 | 1.7985 | 967.059
19.3128 | 13.3698 | 2.832 | 8.6918 | 68.3987 | 9.7287 | 2.3382 | 17.543 | 1.9995 | 42.6108 | 107.709 | 23.6223 | 1.0851 | 1125.14
19.5529 | 13.8865 | 2.6242 | 5.1904 | 52.4911 | 12.2055 | 2.3973 | 19.3263 | 12.8473 | 41.3116 | 298.586 | 16.8168 | 0.82331 | 881.001
14.9354 | 9.5855 | 1.1799 | 8.051 | 66.868 | 13.7931 | 2.2493 | 11.8404 | 7.3561 | 21.5095 | 60.6944 | 12.6608 | 1.392 | 849.611
5.3471 | 19.8532 | 1.0054 | 9.5985 | 103.28 | 10.5635 | 2.3595 | 14.5424 | 20.6696 | 3.956 | 171.281 | 16.6944 | 1.1591 | 844.125
16.3159 | 5.8956 | 2.1854 | 6.7393 | 54.3538 | 5.0788 | 3.317 | 15.5276 | 21.5319 | 10.1497 | 77.1699 | 22.8172 | 0.80965 | 1124.34
15.5257 | 14.7303 | 1.9421 | 7.6856 | 59.6758 | 9.2622 | 2.0764 | 11.1295 | 20.1911 | 37.4921 | 91.628 | 14.9876 | 1.5473 | 771.791
17.5108 | 6.4658 | 1.8536 | 7.776 | 80.4713 | 7.0257 | 2.815 | 10.6824 | 11.0902 | 9.9388 | 225.315 | 8.2654 | 1.9939 | 969.361
7.4341 | 18.8643 | 2.9591 | 9.5681 | 113.193 | 10.269 | 3.3979 | 12.2647 | 14.0812 | 43.1221 | 280.166 | 11.1491 | 0.69993 | 829.576
12.4343 | 5.9915 | 1.0506 | 5.282 | 110.843 | 5.495 | 1.6698 | 14.0423 | 7.8292 | 21.7586 | 154.602 | 10.5351 | 1.1107 | 1156.99
10.1531 | 17.788 | 1.3716 | 7.7205 | 82.135 | 11.1682 | 2.1361 | 12.124 | 27.3738 | 6.5259 | 144.751 | 8.1118 | 1.5238 | 1120.24
13.8709 | 17.0653 | 1.9854 | 7.0648 | 53.7229 | 13.57 | 3.4078 | 10.1473 | 17.7361 | 40.594 | 187.911 | 10.1443 | 0.53549 | 845.708
19.7554 | 9.5349 | 1.4234 | 9.2495 | 94.8775 | 14.4296 | 1.1939 | 5.6559 | 13.875 | 36.0416 | 285.441 | 16.9807 | 1.1934 | 981.488
6.931 | 7.1882 | 2.8006 | 7.9672 | 142.736 | 14.4023 | 3.8959 | 13.4344 | 3.5641 | 19.5858 | 251.174 | 13.9317 | 0.90711 | 951.146
15.0404 | 18.9418 | 1.153 | 8.3456 | 123.973 | 10.2763 | 2.3694 | 7.8998 | 6.4081 | 25.5722 | 200.025 | 14.2226 | 1.7881 | 1127.56
15.5945 | 17.9656 | 2.6177 | 10.9636 | 143.745 | 14.639 | 3.1164 | 12.6209 | 26.8746 | 26.0216 | 122.214 | 9.9434 | 1.416 | 925.498
12.9193 | 8.3573 | 2.2785 | 5.0781 | 125.744 | 10.2417 | 1.9044 | 17.7006 | 27.8975 | 8.0461 | 109.971 | 8.7574 | 1.134 | 834.595
10.717 | 19.9664 | 1.4031 | 9.0633 | 132.087 | 14.1204 | 3.2167 | 14.7788 | 24.3323 | 35.0731 | 272.989 | 20.8051 | 1.6645 | 1037.26
10.4977 | 12.4539 | 2.4204 | 10.9706 | 57.7099 | 12.617 | 1.8015 | 11.6965 | 28.0151 | 28.4182 | 127.245 | 6.6314 | 1.0608 | 1115.28
18.8684 | 18.4379 | 1.2894 | 6.0136 | 57.9171 | 5.961 | 3.9984 | 7.1543 | 19.5638 | 12.6161 | 143.234 | 8.867 | 0.75267 | 1104.49
16.0925 | 14.8597 | 2.9907 | 8.0425 | 79.0867 | 14.8372 | 3.0822 | 8.029 | 3.5027 | 38.398 | 152.07 | 8.3004 | 0.51358 | 1092.31
12.0847 | 15.9545 | 2.5755 | 10.8259 | 131.768 | 8.8704 | 1.3966 | 19.9732 | 1.8217 | 32.2338 | 172.47 | 14.9545 | 1.3551 | 872.433
12.3877 | 6.4248 | 1.1807 | 9.3478 | 141.844 | 12.8968 | 3.2707 | 12.6692 | 7.1355 | 27.8836 | 153.204 | 21.9435 | 1.8832 | 749.969
19.8693 | 9.4448 | 2.29 | 5.3007 | 86.9756 | 12.5159 | 2.2715 | 15.1761 | 7.5736 | 8.5132 | 153.504 | 9.0107 | 1.6725 | 1151.18
16.7389 | 11.8068 | 1.3316 | 10.201 | 93.3327 | 14.617 | 1.7177 | 11.6115 | 23.6176 | 47.9282 | 247.403 | 20.6433 | 1.3981 | 890.768
15.4106 | 5.7015 | 1.6161 | 10.5141 | 118.708 | 8.1694 | 1.4478 | 16.3926 | 9.9297 | 4.1404 | 104.752 | 16.8729 | 1.8996 | 726.085
19.4016 | 12.5183 | 1.2508 | 8.8512 | 56.9538 | 12.174 | 1.928 | 16.9461 | 23.3202 | 46.2207 | 168.933 | 17.693 | 1.0301 | 930.508
12.5768 | 8.6997 | 1.8981 | 8.6662 | 60.6162 | 12.4191 | 1.9701 | 18.3245 | 17.376 | 15.7684 | 88.3237 | 6.1321 | 0.57022 | 738.902
6.8095 | 16.7469 | 1.514 | 6.6048 | 70.1034 | 7.9504 | 3.885 | 9.8888 | 22.6503 | 27.6337 | 254.178 | 18.1721 | 1.2913 | 723.831
14.1548 | 10.0037 | 2.8352 | 9.6442 | 125.019 | 7.3904 | 3.569 | 13.6325 | 16.9973 | 30.6663 | 207.749 | 7.1708 | 0.88074 | 1030.93
12.2018 | 13.1579 | 1.9141 | 5.7504 | 132.802 | 6.8719 | 1.7508 | 5.4981 | 5.6611 | 4.5244 | 166.653 | 10.2568 | 1.4935 | 785.113
17.1193 | 17.1095 | 2.2433 | 9.1717 | 61.3997 | 10.5103 | 1.2843 | 12.9134 | 12.8969 | 20.8067 | 178.662 | 15.927 | 1.453 | 1058.71
7.2674 | 16.4262 | 1.6647 | 7.4275 | 129.109 | 8.7188 | 1.2102 | 16.8955 | 26.3335 | 41.482 | 296.511 | 20.521 | 1.305 | 955.058
16.852 | 6.7001 | 1.7473 | 6.1315 | 135.208 | 11.3603 | 2.2785 | 5.3575 | 22.3384 | 17.416 | 287.809 | 18.0945 | 0.5944 | 913.828
7.0468 | 7.6454 | 2.8744 | 5.8545 | 80.051 | 5.5061 | 1.4884 | 18.8673 | 13.5834 | 35.2728 | 65.5351 | 22.6823 | 1.3109 | 1007.58
16.4989 | 12.7554 | 1.815 | 10.2597 | 113.374 | 11.9499 | 3.7066 | 19.9552 | 16.2166 | 27.2024 | 211.921 | 14.8569 | 1.8847 | 1019.92
12.7393 | 12.5856 | 1.164 | 5.0044 | 59.3646 | 12.3137 | 2.1137 | 13.0459 | 23.7273 | 2.3016 | 251.647 | 21.6722 | 0.76521 | 794.13
13.5767 | 7.1521 | 1.9543 | 8.5959 | 123.106 | 14.2215 | 1.4055 | 19.2066 | 7.7085 | 36.4733 | 100.001 | 13.1693 | 0.90352 | 1042.98
7.9637 | 9.1783 | 2.1794 | 6.6434 | 133.882 | 11.0769 | 1.0355 | 10.4611 | 9.9072 | 47.8205 | 297.331 | 20.2682 | 1.1512 | 712.099
7.8686 | 11.2928 | 1.3581 | 9.1562 | 107.986 | 9.0556 | 2.05 | 6.9736 | 20.0555 | 12.8132 | 278.305 | 16.2596 | 0.98987 | 851.917
14.8765 | 7.9741 | 2.0779 | 7.4655 | 66.7168 | 12.6775 | 1.3465 | 7.6563 | 29.7357 | 9.0633 | 108.525 | 22.3469 | 0.79574 | 920.122
16.5693 | 7.585 | 2.8173 | 5.5049 | 139.589 | 6.0687 | 2.6602 | 12.2047 | 18.0087 | 34.8755 | 160.63 | 22.9586 | 1.2123 | 988.265
13.9147 | 6.2667 | 1.0897 | 5.8086 | 71.2868 | 6.5418 | 1.8545 | 15.3278 | 24.597 | 33.0008 | 243.266 | 14.5633 | 1.7642 | 1038.7
19.2416 | 8.1412 | 2.16 | 10.5511 | 124.45 | 14.6846 | 1.6842 | 6.5068 | 10.7631 | 44.536 | 97.6489 | 14.8127 | 1.7294 | 894.866
8.128 | 13.6159 | 1.6381 | 8.5456 | 104.823 | 7.8092 | 2.1576 | 12.3167 | 2.7172 | 19.2264 | 239.439 | 20.4473 | 0.66415 | 1000.15
7.6744 | 14.0488 | 2.8449 | 5.2048 | 88.4091 | 5.6497 | 2.6149 | 8.337 | 25.8795 | 29.9669 | 209.27 | 17.3425 | 1.5611 | 798.379
9.3022 | 8.2082 | 1.2121 | 5.7302 | 103.955 | 6.2841 | 3.0009 | 10.8005 | 26.448 | 23.6306 | 211.373 | 7.9873 | 1.5279 | 1193.53
14.7928 | 18.098 | 1.241 | 10.3282 | 53.9709 | 7.6456 | 1.0894 | 14.9947 | 8.5071 | 20.2659 | 180.307 | 10.7714 | 1.1997 | 753.399
11.1087 | 14.6317 | 2.4691 | 7.8614 | 121.698 | 5.6072 | 3.4345 | 12.3942 | 10.9848 | 26.4273 | 267.093 | 22.003 | 0.91935 | 912.245
8.5117 | 16.3509 | 1.2682 | 10.3929 | 137.888 | 11.9542 | 3.6074 | 13.6099 | 10.0296 | 24.0176 | 278.775 | 9.6992 | 1.7371 | 991.341
15.7763 | 12.5617 | 1.8625 | 6.0274 | 70.9747 | 11.5429 | 1.509 | 13.8779 | 15.3157 | 18.752 | 157.248 | 18.8808 | 1.4379 | 776.501
16.3593 | 10.8119 | 1.365 | 7.8154 | 118.457 | 10.6942 | 1.1237 | 12.499 | 25.5577 | 31.9266 | 134.317 | 18.3534 | 0.87212 | 1101.96
11.5656 | 13.9662 | 2.7845 | 9.4333 | 107.516 | 12.86 | 1.6083 | 19.2177 | 22.5533 | 17.9618 | 89.1236 | 20.3087 | 0.96342 | 951.343
13.757 | 19.1249 | 2.3784 | 9.662 | 59.8448 | 5.6806 | 1.7055 | 11.5476 | 11.8671 | 18.1383 | 264.968 | 7.5058 | 1.3657 | 994.832
7.7537 | 15.3965 | 2.3391 | 10.8139 | 73.8924 | 5.0749 | 2.0375 | 10.3002 | 14.2387 | 21.3679 | 138.42 | 10.427 | 1.9561 | 1094.49
8.0582 | 9.8517 | 1.0039 | 5.1246 | 144.467 | 6.9908 | 2.1692 | 19.3153 | 25.6432 | 8.2801 | 189.738 | 20.0909 | 1.5064 | 861.424
11.7403 | 9.1296 | 2.0507 | 10.2937 | 76.0553 | 13.4566 | 2.9041 | 18.9868 | 21.3985 | 24.9366 | 245.87 | 24.7746 | 0.77136 | 1163.69
14.7274 | 8.7206 | 1.4631 | 5.8636 | 77.5924 | 14.3557 | 3.5168 | 17.4658 | 15.7282 | 23.0821 | 74.2129 | 14.2902 | 1.1196 | 717.248
6.3131 | 13.5755 | 2.4713 | 5.0617 | 130.38 | 11.265 | 3.0328 | 9.2483 | 25.8079 | 18.2071 | 109.158 | 20.1525 | 0.92595 | 723.51
11.3075 | 5.1858 | 1.7021 | 10.3508 | 80.8285 | 13.0551 | 1.3008 | 9.5213 | 23.3994 | 8.8145 | 216.081 | 23.4981 | 1.7602 | 1182.94
18.7527 | 14.5561 | 2.0953 | 7.95 | 109.656 | 12.5292 | 2.2887 | 19.9222 | 21.855 | 30.5148 | 276.059 | 6.148 | 1.1879 | 819.596
14.5388 | 11.5081 | 1.2712 | 9.1941 | 117.555 | 9.7883 | 3.7328 | 17.3867 | 18.6286 | 20.2314 | 117.676 | 16.6622 | 1.2405 | 850.637
6.9052 | 16.8412 | 1.2476 | 9.1047 | 146.934 | 10.9482 | 1.6816 | 13.7216 | 16.8796 | 42.7644 | 164.305 | 18.3001 | 1.1286 | 1016.98
7.1684 | 16.67 | 2.6664 | 8.8642 | 144.024 | 5.7417 | 3.027 | 12.1377 | 5.7945 | 32.7859 | 246.755 | 14.544 | 1.3503 | 1155.64
5.7839 | 10.4863 | 2.6703 | 5.837 | 117.03 | 14.3872 | 2.1303 | 18.2564 | 16.514 | 39.8728 | 173.787 | 12.4095 | 1.2387 | 1170.89
16.5439 | 11.0357 | 2.2517 | 6.7517 | 67.9335 | 10.1432 | 3.8731 | 6.3655 | 19.0666 | 31.3892 | 234.628 | 20.5515 | 0.91057 | 1143.15
5.056 | 9.3381 | 2.6028 | 9.9262 | 51.6867 | 8.2307 | 2.8489 | 16.6018 | 29.4398 | 32.5986 | 281.05 | 19.1888 | 1.028 | 889.001
5.1803 | 14.6 | 1.7786 | 5.9626 | 141.153 | 7.505 | 3.9208 | 9.0839 | 23.6737 | 6.6505 | 193.408 | 24.2188 | 0.8953 | 751.702
13.6255 | 14.3973 | 2.7395 | 5.6964 | 84.4095 | 7.368 | 3.7969 | 17.0466 | 15.2618 | 6.8181 | 263.192 | 10.358 | 1.7548 | 1064.29
8.0336 | 19.2408 | 1.8555 | 9.538 | 115.032 | 8.5754 | 3.4841 | 10.122 | 15.1016 | 20.6909 | 212.818 | 14.4286 | 1.5024 | 721.576
11.879 | 8.6558 | 2.6797 | 9.829 | 100.094 | 9.0907 | 2.5255 | 18.5836 | 13.4327 | 41.8111 | 129.163 | 19.2311 | 1.7442 | 774.981
13.9283 | 19.5762 | 1.1241 | 5.458 | 122.551 | 12.6601 | 2.9213 | 11.8889 | 4.1983 | 27.4546 | 192.006 | 14.9126 | 1.5902 | 1162.27
18.1112 | 7.33 | 1.9556 | 7.5958 | 84.8402 | 13.6151 | 3.5644 | 19.3757 | 9.4205 | 43.9656 | 119.522 | 12.3586 | 1.9096 | 1039.04
11.3834 | 8.9093 | 1.3785 | 5.1365 | 83.8666 | 10.9823 | 3.0737 | 19.8108 | 15.4909 | 5.9323 | 293.658 | 10.638 | 1.9675 | 881.865
7.5553 | 11.7585 | 2.1319 | 7.6683 | 51.4392 | 13.1767 | 1.0979 | 10.5229 | 9.2586 | 8.2062 | 194.817 | 11.8401 | 0.55411 | 859.844
9.043 | 6.1762 | 1.5907 | 8.1044 | 52.8469 | 7.7436 | 2.5046 | 17.5885 | 3.737 | 44.8344 | 127.886 | 10.0811 | 1.203 | 909.1
6.7237 | 9.1202 | 2.4754 | 6.9395 | 92.1384 | 11.8519 | 3.4482 | 5.0876 | 9.5677 | 14.6316 | 101.37 | 12.4911 | 1.7787 | 1136.25
5.6271 | 12.6163 | 1.6043 | 9.2072 | 103.085 | 9.5935 | 3.359 | 9.1044 | 27.2374 | 35.3129 | 281.916 | 11.9275 | 0.75021 | 1058.89
15.1647 | 11.3491 | 2.2102 | 10.0652 | 140.796 | 5.2324 | 1.498 | 17.7241 | 25.9682 | 39.7992 | 135.104 | 7.1101 | 0.88574 | 762.628
16.1886 | 12.4229 | 2.0661 | 6.1235 | 112.537 | 7.9484 | 3.0404 | 19.7513 | 13.1811 | 49.0003 | 249.912 | 19.9085 | 0.86064 | 999.634
7.2209 | 17.3257 | 2.5286 | 9.8481 | 79.7536 | 8.6428 | 3.665 | 7.2091 | 22.9485 | 2.7369 | 218.611 | 8.9156 | 1.2999 | 871.232
10.7674 | 16.2931 | 1.105 | 5.7436 | 76.5512 | 12.1958 | 1.4757 | 5.4416 | 6.8677 | 24.5548 | 205.54 | 16.1966 | 1.7854 | 910.278
12.2399 | 11.4447 | 2.4622 | 6.6298 | 109.78 | 14.0051 | 1.0015 | 18.23 | 9.6282 | 40.4925 | 286.838 | 21.3452 | 1.6902 | 936.977
9.455 | 16.2325 | 2.4184 | 9.2178 | 75.4141 | 11.192 | 1.8904 | 7.5316 | 22.7839 | 33.9784 | 219.857 | 23.4444 | 0.53956 | 1101.16
6.1322 | 6.057 | 1.9691 | 5.3473 | 108.713 | 13.5938 | 3.207 | 10.643 | 16.1248 | 35.5674 | 175.737 | 14.0068 | 1.9233 | 750.006
11.7817 | 12.971 | 2.107 | 10.6642 | 104.377 | 14.945 | 3.7893 | 14.3311 | 21.7478 | 25.7713 | 228.238 | 12.1825 | 1.9588 | 1102.95
8.4286 | 19.2662 | 1.0559 | 8.3683 | 75.1012 | 5.6721 | 3.3215 | 9.0066 | 20.9989 | 24.7587 | 161.797 | 18.693 | 1.9891 | 843.013
17.3349 | 14.6574 | 1.6712 | 6.4338 | 99.6768 | 5.0382 | 2.6022 | 7.3742 | 6.3648 | 36.0254 | 216.984 | 21.5381 | 0.58629 | 701.193
11.9379 | 13.2874 | 1.7561 | 9.3173 | 147.257 | 11.7332 | 1.8599 | 19.5635 | 2.7632 | 28.2133 | 254.323 | 11.4532 | 1.4882 | 1048.93
17.9832 | 7.4296 | 2.7327 | 7.4407 | 59.0754 | 10.0188 | 3.9378 | 8.2048 | 20.5934 | 38.0303 | 249.191 | 8.3841 | 0.73002 | 899.961
7.6206 | 15.497 | 2.0029 | 7.758 | 58.6534 | 14.9162 | 2.4144 | 16.0846 | 5.0952 | 11.1584 | 94.1024 | 8.1885 | 1.2464 | 1190.85
13.2496 | 14.2047 | 2.6918 | 5.8927 | 89.0068 | 12.4664 | 1.7654 | 6.4415 | 15.0642 | 30.2878 | 260.166 | 21.7599 | 1.2634 | 701.378
17.7608 | 9.0377 | 2.9356 | 8.7689 | 72.4409 | 9.3373 | 2.2999 | 19.0179 | 1.7675 | 14.266 | 233.326 | 19.8218 | 1.5371 | 720.798
15.1076 | 10.0712 | 1.1694 | 8.1126 | 126.006 | 8.0954 | 3.1467 | 11.5076 | 24.9044 | 33.7407 | 141.346 | 7.2122 | 1.095 | 1029.59
17.3576 | 8.1857 | 1.692 | 8.8076 | 80.7297 | 7.5742 | 3.5772 | 12.8676 | 9.3543 | 48.481 | 235.5 | 17.4075 | 1.7129 | 905.49
12.5452 | 11.5934 | 1.1425 | 8.1313 | 70.3982 | 13.3048 | 1.6243 | 13.3137 | 1.4756 | 4.6879 | 230.756 | 11.1798 | 0.85936 | 896.734
19.1803 | 17.2762 | 1.0115 | 9.1142 | 56.0836 | 6.7463 | 1.5947 | 15.6092 | 9.1748 | 17.0236 | 139.236 | 13.2746 | 0.50698 | 991.003
9.8911 | 7.3049 | 2.5807 | 5.6379 | 90.8924 | 13.5317 | 1.7631 | 7.7065 | 19.3946 | 49.1653 | 229.427 | 13.6411 | 0.79911 | 962.554
8.2129 | 11.0983 | 2.7114 | 10.311 | 73.6098 | 7.217 | 1.1396 | 8.6663 | 26.9815 | 19.8198 | 155.456 | 9.3693 | 1.0448 | 1090.23
6.4561 | 9.2744 | 2.4919 | 5.4081 | 71.7107 | 13.8907 | 2.2096 | 16.8327 | 17.2302 | 31.5773 | 259.324 | 17.5297 | 1.3786 | 992.832
11.8594 | 6.843 | 1.2805 | 9.9493 | 96.705 | 7.5945 | 1.2688 | 6.2237 | 16.5987 | 25.1382 | 168.566 | 22.7301 | 0.99226 | 921.982
10.4254 | 18.2929 | 2.9988 | 10.9169 | 111.154 | 8.5035 | 3.3808 | 9.3041 | 3.3047 | 18.3822 | 227.056 | 18.927 | 1.5955 | 1132.31
6.0532 | 11.5598 | 2.8635 | 6.9769 | 112.402 | 12.961 | 1.0816 | 10.7466 | 7.3974 | 11.5619 | 150.849 | 11.0294 | 1.3221 | 1107.81
9.094 | 6.5279 | 1.44 | 10.2672 | 66.237 | 6.5956 | 2.1238 | 17.6439 | 10.2775 | 14.1718 | 80.796 | 24.045 | 0.82965 | 857.453
19.5119 | 11.1509 | 2.5521 | 9.981 | 115.726 | 9.4545 | 1.4328 | 15.2747 | 14.3038 | 45.6032 | 244.898 | 7.5381 | 1.426 | 953.576
9.3187 | 18.5668 | 1.9818 | 5.4463 | 138.866 | 5.11 | 3.3731 | 15.8675 | 3.2463 | 49.4208 | 203.803 | 9.8762 | 1.1262 | 939.893
10.8813 | 15.5036 | 2.1155 | 8.5257 | 61.1323 | 11.2408 | 3.8031 | 14.7116 | 6.7831 | 31.2659 | 162.277 | 19.8425 | 1.6572 | 761.145
18.89 | 15.1066 | 2.9274 | 7.9801 | 127.981 | 6.7641 | 2.1904 | 17.5175 | 6.6987 | 13.3792 | 228.573 | 24.9735 | 1.5683 | 1085.45
17.7196 | 9.2322 | 1.4494 | 8.2987 | 127.609 | 5.4436 | 2.6066 | 16.246 | 27.7001 | 39.4249 | 175.206 | 17.887 | 1.0109 | 1134.59
11.1193 | 10.5873 | 2.7973 | 6.914 | 82.3348 | 11.6642 | 1.9446 | 16.2632 | 22.1494 | 5.5502 | 76.2018 | 9.294 | 0.5415 | 1172.64
15.3591 | 17.4737 | 2.2177 | 7.7744 | 147.152 | 6.4455 | 2.964 | 15.3911 | 24.7613 | 13.3385 | 265.623 | 17.7425 | 0.72857 | 787.219
14.4509 | 9.5667 | 2.1588 | 7.2422 | 54.6621 | 6.6456 | 2.6345 | 18.1219 | 18.3805 | 38.6844 | 290.708 | 24.7209 | 1.2529 | 805.584
7.1156 | 6.4258 | 2.3877 | 8.4415 | 105.724 | 9.0123 | 2.8626 | 16.7318 | 15.4141 | 12.502 | 262.414 | 15.4213 | 1.977 | 748.557
10.1152 | 15.7191 | 1.238 | 6.4636 | 78.552 | 14.3479 | 3.0923 | 9.8126 | 4.7293 | 43.2589 | 192.751 | 24.5809 | 0.58378 | 1009.27
9.1842 | 10.2726 | 1.9622 | 10.7645 | 107.116 | 14.2419 | 3.3293 | 11.416 | 6.5105 | 45.2672 | 196.33 | 6.2858 | 1.6952 | 1159.79
14.8375 | 19.6307 | 1.9452 | 9.6346 | 83.2482 | 14.8527 | 3.7635 | 8.5853 | 11.8986 | 43.7208 | 136.262 | 19.403 | 1.5127 | 726.632
12.3707 | 10.2344 | 1.8141 | 10.2108 | 137.122 | 13.5122 | 1.0663 | 9.5599 | 21.6955 | 16.4951 | 159.572 | 23.2428 | 0.92316 | 877.515
11.554 | 8.3259 | 1.1119 | 7.8416 | 102.942 | 10.0767 | 3.9127 | 8.7999 | 12.2218 | 49.3361 | 183.518 | 22.5185 | 1.9165 | 1114.46
9.5103 | 14.1233 | 1.3469 | 6.5764 | 104.032 | 9.1257 | 3.2342 | 7.2384 | 17.0335 | 13.633 | 128.241 | 23.3967 | 0.53043 | 892.677
14.2143 | 17.1268 | 1.3183 | 7.5857 | 85.1891 | 14.9705 | 2.693 | 10.0844 | 19.4356 | 3.3936 | 111.934 | 18.8278 | 1.6663 | 1169.85
11.4267 | 17.8402 | 1.385 | 8.5165 | 146.378 | 9.2847 | 2.0853 | 7.1187 | 15.9399 | 30.1166 | 291.913 | 11.785 | 0.95998 | 744.251
11.4966 | 10.6761 | 1.5858 | 10.6515 | 87.1121 | 13.2168 | 1.3785 | 13.4748 | 19.898 | 7.1991 | 87.3917 | 6.556 | 1.4487 | 1067.95
7.535 | 6.093 | 1.2346 | 8.1374 | 62.7507 | 9.6227 | 3.4592 | 5.2178 | 24.0112 | 11.4824 | 159.132 | 7.4098 | 0.97098 | 1056.89
7.3903 | 13.2165 | 2.1443 | 9.3292 | 121.179 | 10.3937 | 2.8538 | 8.7459 | 20.4276 | 13.5831 | 267.935 | 8.6644 | 1.511 | 1072.92
8.9283 | 15.0553 | 1.7924 | 8.7805 | 74.574 | 12.598 | 2.7582 | 18.3093 | 27.1121 | 36.5268 | 261.074 | 15.0479 | 1.1049 | 1129.93
17.272 | 9.4816 | 2.0575 | 10.5354 | 90.1545 | 7.4289 | 2.2341 | 7.2535 | 24.8321 | 7.3194 | 132.205 | 8.5322 | 1.7045 | 1146.34
17.5396 | 18.7425 | 1.5205 | 7.205 | 92.6632 | 9.3723 | 1.639 | 13.9808 | 24.3461 | 10.3001 | 197.781 | 17.1921 | 1.6076 | 1151.59
10.6426 | 15.4481 | 1.9187 | 5.0414 | 115.494 | 11.5571 | 1.5257 | 19.8541 | 27.2712 | 44.905 | 257.129 | 11.9689 | 1.9053 | 1043.92
17.079 | 18.8755 | 1.204 | 7.1179 | 126.39 | 9.1907 | 3.2508 | 11.9779 | 25.063 | 45.0159 | 125.261 | 10.7203 | 1.1749 | 840.133
7.8034 | 17.2354 | 2.5304 | 8.2821 | 94.563 | 6.0423 | 3.6889 | 15.4791 | 13.7568 | 8.6949 | 289.2 | 24.9333 | 0.6904 | 1065.21
14.2468 | 14.1825 | 2.3678 | 5.381 | 134.631 | 6.0951 | 2.7386 | 14.2574 | 26.2648 | 32.9722 | 151.291 | 19.625 | 1.4813 | 784.9
10.0906 | 6.6807 | 2.5135 | 8.192 | 73.0957 | 8.0249 | 1.8364 | 16.9835 | 22.5275 | 41.5825 | 59.0485 | 24.8275 | 1.4496 | 1072.25
16.6134 | 10.0381 | 1.5076 | 7.6292 | 125.822 | 12.6327 | 1.6573 | 7.8228 | 18.7565 | 49.036 | 130.632 | 16.3804 | 1.0976 | 885.266
11.0221 | 6.7348 | 2.4583 | 5.9409 | 84.2111 | 7.4662 | 1.7876 | 16.5642 | 23.9201 | 48.3099 | 79.3091 | 22.8091 | 1.4653 | 728.466
12.6789 | 14.8063 | 2.7658 | 8.9696 | 108.832 | 8.4634 | 3.334 | 18.0357 | 8.3799 | 42.436 | 198.587 | 20.8531 | 0.5982 | 1074.46
17.418 | 15.3552 | 2.2201 | 9.8906 | 83.6015 | 8.4005 | 2.2288 | 10.6003 | 23.0889 | 3.2972 | 233.868 | 11.7144 | 1.8479 | 731.598
6.7738 | 19.9046 | 2.3492 | 10.088 | 68.0131 | 12.9295 | 1.5151 | 9.5782 | 21.4531 | 35.5166 | 219.4 | 11.2317 | 1.7734 | 736.13
16.0317 | 8.8894 | 1.6406 | 10.1647 | 68.521 | 13.1436 | 2.6799 | 11.2971 | 13.1394 | 22.6712 | 201.965 | 16.5718 | 0.67318 | 965.921
18.4979 | 16.806 | 1.5742 | 5.9809 | 67.059 | 9.3929 | 2.7829 | 15.9251 | 17.2573 | 7.5603 | 116.831 | 10.6552 | 1.2223 | 828.308
13.7917 | 6.1561 | 2.1512 | 9.9546 | 102.147 | 5.9812 | 3.6765 | 6.854 | 8.2847 | 19.0124 | 104.152 | 12.7698 | 0.61572 | 1140.83
5.2122 | 19.3581 | 2.0314 | 7.7365 | 134.092 | 5.8469 | 2.8785 | 10.8565 | 12.5001 | 48.1592 | 177.514 | 15.8315 | 1.0561 | 907.028
8.9443 | 19.9307 | 2.2022 | 9.4582 | 97.4691 | 6.8861 | 1.8473 | 8.497 | 27.655 | 17.5629 | 244.412 | 16.1093 | 0.63941 | 1089.79
15.118 | 10.031 | 2.5414 | 7.6889 | 148.239 | 13.6831 | 1.2908 | 14.812 | 3.9637 | 39.5242 | 102.555 | 17.2593 | 1.7165 | 1023.27
18.6774 | 10.6873 | 1.7314 | 5.4352 | 121.884 | 11.788 | 3.2725 | 9.1842 | 9.7681 | 45.5984 | 118.882 | 11.1811 | 1.0185 | 736.855
18.3983 | 7.5185 | 1.3284 | 10.6993 | 93.1251 | 12.913 | 2.5203 | 17.0909 | 28.3323 | 31.7733 | 123.083 | 15.4019 | 1.007 | 961.684
10.0136 | 14.9941 | 2.3931 | 5.5771 | 128.737 | 10.0259 | 2.1511 | 5.4066 | 8.6889 | 49.1775 | 252.725 | 21.0575 | 0.56217 | 976.19
16.0857 | 7.5585 | 2.5754 | 9.8493 | 124.259 | 8.3291 | 1.7608 | 6.5289 | 16.322 | 11.6028 | 244.775 | 6.2866 | 1.6679 | 1135.8
16.8429 | 17.9979 | 1.7002 | 9.8986 | 115.652 | 10.49 | 2.5608 | 15.0212 | 14.4273 | 48.2667 | 226.419 | 11.3017 | 0.69581 | 964.381
7.1553 | 15.1719 | 1.7708 | 6.7569 | 69.0044 | 5.7088 | 2.559 | 7.2736 | 9.0412 | 9.9547 | 133.088 | 11.6925 | 1.1987 | 1148.63
8.46 | 10.0489 | 2.5054 | 8.3857 | 83.585 | 11.9488 | 1.0781 | 9.5962 | 8.0121 | 33.1712 | 191.569 | 13.0138 | 1.3532 | 922.258
12.0023 | 11.291 | 2.1244 | 7.7783 | 112.866 | 6.5732 | 3.6857 | 12.4086 | 21.7255 | 23.5597 | 232.275 | 17.9617 | 1.3942 | 998.762
8.0818 | 18.4909 | 1.9933 | 9.8165 | 82.4369 | 10.0905 | 2.3325 | 10.9213 | 25.7277 | 25.1361 | 126.809 | 12.8898 | 1.1369 | 931.728
9.8171 | 14.4315 | 2.8626 | 7.6109 | 87.0512 | 11.8752 | 2.4987 | 10.8502 | 4.1555 | 40.6744 | 262.154 | 17.1374 | 1.0033 | 876.419
6.0039 | 17.6296 | 1.6616 | 5.7667 | 50.2409 | 12.3518 | 1.2252 | 16.6455 | 9.3934 | 18.8311 | 104.02 | 13.8031 | 1.0568 | 1167.62
12.5073 | 11.3975 | 1.1816 | 6.6962 | 142.492 | 5.386 | 1.1555 | 6.4668 | 27.2266 | 30.0679 | 256.031 | 16.2215 | 1.386 | 819.631
7.7007 | 13.8271 | 2.1802 | 9.8935 | 126.995 | 9.4656 | 2.7715 | 12.0687 | 6.152 | 35.5328 | 292.441 | 7.5801 | 1.368 | 1087.14
10.5789 | 9.8231 | 1.866 | 10.4192 | 85.4761 | 7.671 | 1.6099 | 10.081 | 19.6479 | 15.6858 | 186.256 | 15.9279 | 1.2192 | 839.136
8.6984 | 16.4911 | 2.5653 | 5.2578 | 53.3011 | 14.5335 | 3.4148 | 7.1561 | 21.5141 | 24.7262 | 151.755 | 13.2379 | 1.7461 | 1146.05
14.5801 | 11.5846 | 2.3293 | 8.7884 | 96.5898 | 6.9883 | 2.8878 | 5.1276 | 29.3144 | 47.8621 | 189.823 | 10.8313 | 1.1467 | 1050.72
10.1735 | 11.8753 | 2.7823 | 10.348 | 91.5616 | 12.484 | 1.0873 | 14.2175 | 29.1747 | 44.3166 | 240.866 | 22.9082 | 1.0763 | 775.451
14.2082 | 16.1571 | 1.9892 | 8.3354 | 64.8369 | 5.4092 | 3.4577 | 6.2622 | 6.9549 | 24.6799 | 194.12 | 19.8467 | 1.9808 | 860.24
9.1985 | 16.8929 | 2.2656 | 6.117 | 90.9404 | 8.0767 | 3.0896 | 11.5966 | 11.3765 | 21.5087 | 266.759 | 12.7543 | 1.5877 | 823.56
10.2553 | 8.7683 | 2.5852 | 9.4776 | 129.299 | 9.6814 | 3.0082 | 17.2278 | 10.3465 | 28.5437 | 222.176 | 13.4373 | 1.5927 | 1108.63
16.4645 | 17.8116 | 1.5194 | 5.6332 | 137.699 | 10.2926 | 3.3767 | 14.1255 | 22.2545 | 14.0239 | 214.801 | 6.7565 | 1.0298 | 1124.68
6.863 | 18.7856 | 2.5441 | 9.1017 | 83.9072 | 6.1825 | 2.4879 | 10.3128 | 8.5705 | 17.128 | 269.184 | 23.1576 | 1.8546 | 1081.38
19.621 | 14.1173 | 2.4741 | 9.4894 | 56.4489 | 10.8959 | 2.6902 | 7.0163 | 4.9124 | 8.8383 | 215.824 | 6.2012 | 0.90831 | 1035.33
9.0858 | 13.4854 | 1.489 | 7.2602 | 104.609 | 6.8181 | 1.1627 | 10.7065 | 20.082 | 5.4654 | 155.967 | 14.1311 | 0.80191 | 944.314
8.3924 | 16.6855 | 2.9893 | 5.5633 | 143.282 | 7.9818 | 2.1323 | 10.3822 | 24.4362 | 35.0519 | 282.258 | 24.284 | 1.0146 | 1063.37
15.7346 | 11.5205 | 1.2983 | 7.096 | 62.3292 | 11.6321 | 2.7846 | 13.8364 | 22.1815 | 3.3376 | 118.123 | 9.3009 | 0.78264 | 1117.83
9.3949 | 18.813 | 1.7914 | 9.9667 | 127.766 | 5.4688 | 3.6883 | 19.2038 | 24.6514 | 31.9741 | 147.425 | 16.7189 | 0.81472 | 850.724
6.2172 | 6.6181 | 1.8512 | 8.0965 | 81.3962 | 7.113 | 2.4328 | 8.7847 | 7.7144 | 10.9319 | 84.4159 | 10.262 | 0.62854 | 831.211
5.2367 | 11.9828 | 1.0873 | 7.0226 | 75.7864 | 7.488 | 1.9323 | 5.8371 | 2.0082 | 30.9852 | 183.871 | 19.3131 | 0.66888 | 847.657
15.0257 | 11.4689 | 2.5274 | 10.0381 | 56.2544 | 14.7471 | 1.3364 | 15.5534 | 22.8924 | 11.4854 | 68.186 | 6.313 | 0.83057 | 1014.88
7.7622 | 14.6961 | 2.0597 | 5.0249 | 135.682 | 5.2156 | 3.6582 | 13.4256 | 22.3964 | 46.8165 | 280.233 | 8.725 | 1.8967 | 1074.27
16.1401 | 15.0793 | 1.7952 | 9.4374 | 60.5077 | 8.2575 | 3.0867 | 5.9892 | 3.5198 | 42.0715 | 72.7205 | 21.1431 | 0.9894 | 843.18
15.2816 | 14.9534 | 1.2355 | 10.1687 | 109.629 | 6.8855 | 1.7916 | 15.0975 | 16.075 | 1.5561 | 166.801 | 15.5451 | 0.79724 | 950.753
11.8263 | 8.0228 | 1.0406 | 6.2641 | 77.2645 | 12.1485 | 2.0793 | 9.4407 | 24.7893 | 16.935 | 111.067 | 18.8866 | 1.9028 | 975.923
11.7735 | 10.3844 | 2.6802 | 9.4093 | 136.006 | 9.3672 | 1.0206 | 7.9978 | 14.7942 | 47.6314 | 277.285 | 7.1385 | 1.545 | 726.366
12.0698 | 14.5782 | 2.9727 | 8.8418 | 114.729 | 5.061 | 2.463 | 5.0268 | 12.3054 | 19.6 | 253.658 | 21.6411 | 1.6622 | 1175.02
9.586 | 13.1926 | 2.1443 | 7.4314 | 50.8954 | 7.1739 | 2.0911 | 9.8841 | 16.5767 | 10.3039 | 73.5104 | 11.9531 | 0.85507 | 770.505
14.685 | 5.6339 | 2.0977 | 8.0164 | 60.2262 | 5.3217 | 2.927 | 13.7801 | 23.4407 | 29.8347 | 150.489 | 24.3405 | 1.1261 | 880.513
12.6496 | 10.4252 | 1.0224 | 8.2795 | 71.0259 | 7.7417 | 1.2768 | 6.4377 | 21.2106 | 37.9831 | 233.997 | 14.581 | 0.9501 | 1120.07
5.4173 | 18.7258 | 1.5657 | 6.8551 | 96.0993 | 7.8059 | 1.8048 | 7.9121 | 20.5992 | 36.3909 | 124.414 | 6.5115 | 1.7799 | 833.129
12.1059 | 13.0601 | 2.0488 | 10.1361 | 103.823 | 11.974 | 3.5046 | 7.454 | 4.1056 | 21.8034 | 227.022 | 6.7773 | 0.51936 | 1067.38
5.1505 | 6.8933 | 2.6072 | 10.5568 | 135.112 | 11.8361 | 3.6737 | 12.3037 | 19.2035 | 40.0325 | 241.88 | 13.671 | 1.9652 | 910.66
6.0586 | 5.5758 | 2.4479 | 10.2874 | 122.416 | 12.2316 | 1.4491 | 18.3604 | 7.8056 | 37.506 | 93.1416 | 24.2171 | 1.6452 | 763.298
16.1784 | 6.8103 | 1.7799 | 8.4562 | 124.578 | 10.1986 | 3.5211 | 8.6514 | 15.7747 | 29.3008 | 148.972 | 14.8454 | 1.9284 | 1061.28
5.7603 | 13.8831 | 2.4035 | 7.9104 | 146.017 | 9.1318 | 3.1334 | 7.7925 | 28.5682 | 12.0538 | 164.67 | 20.5879 | 0.72207 | 968.691
5.5639 | 14.6098 | 2.0029 | 8.8045 | 92.4056 | 10.4381 | 3.5947 | 12.5972 | 9.6941 | 16.5662 | 210.375 | 23.601 | 1.239 | 797.851
13.2141 | 19.7817 | 1.6516 | 6.824 | 71.8731 | 10.8209 | 3.8309 | 16.489 | 14.2293 | 36.9099 | 298.867 | 18.5646 | 0.778 | 927.931
7.0434 | 15.6921 | 1.2757 | 10.5826 | 72.6425 | 13.2896 | 3.7511 | 12.8953 | 27.1673 | 15.0887 | 107.08 | 12.1163 | 1.555 | 783.874
16.3171 | 13.7628 | 2.9224 | 7.1551 | 118.52 | 10.8541 | 1.9221 | 7.8482 | 2.8877 | 26.9884 | 219.464 | 22.0195 | 0.86477 | 1055.03
7.5898 | 5.7375 | 2.0267 | 7.2136 | 74.3359 | 14.4163 | 2.8435 | 13.1338 | 11.0605 | 39.2678 | 250.871 | 8.9328 | 0.79152 | 836.106
15.8717 | 6.9965 | 2.8999 | 8.9951 | 68.2423 | 5.7473 | 2.4106 | 13.6082 | 6.6114 | 25.9426 | 130.041 | 8.04 | 1.5206 | 966.159
6.9466 | 16.5424 | 2.2731 | 7.2377 | 105.071 | 11.4389 | 2.257 | 7.6378 | 3.378 | 26.8058 | 287.673 | 7.3883 | 1.5738 | 701.732
18.3788 | 10.5552 | 1.4691 | 9.6895 | 94.048 | 12.3819 | 1.4043 | 6.2205 | 16.5344 | 43.857 | 96.4489 | 14.2325 | 1.2224 | 852.914
14.7229 | 11.0561 | 2.838 | 9.7886 | 107.546 | 5.1445 | 1.7931 | 15.8896 | 25.1912 | 14.7709 | 289.016 | 16.8667 | 1.3619 | 1011.46
12.196 | 7.4169 | 2.5935 | 5.094 | 118.334 | 11.4651 | 2.1707 | 14.6155 | 22.4976 | 38.3533 | 133.892 | 18.1792 | 1.2335 | 795.927
11.931 | 10.1927 | 1.5522 | 8.2999 | 63.8313 | 13.2125 | 1.459 | 5.7255 | 29.8808 | 15.8765 | 167.886 | 16.8729 | 1.2291 | 875.251
13.251 | 19.1062 | 1.8344 | 6.3125 | 59.1273 | 12.2891 | 1.6253 | 12.3303 | 13.9108 | 44.8248 | 172.195 | 6.8635 | 1.1675 | 1100.01
19.2032 | 6.6253 | 1.0984 | 5.8033 | 96.9823 | 13.0598 | 3.0454 | 17.4819 | 21.3007 | 14.3515 | 212.589 | 21.8157 | 1.5832 | 1161.32
11.7061 | 14.3107 | 1.0308 | 7.3708 | 131.102 | 10.7136 | 2.4441 | 12.9738 | 13.4876 | 15.4469 | 156.83 | 6.9686 | 1.155 | 1114.57
9.2643 | 7.9026 | 1.219 | 9.716 | 108.507 | 14.9242 | 3.8498 | 17.9414 | 8.1365 | 22.9876 | 138 | 12.4322 | 1.5308 | 1078.35
12.9983 | 8.5194 | 1.9661 | 9.2565 | 119.638 | 10.7443 | 3.0306 | 7.5056 | 25.0031 | 18.5867 | 236.273 | 17.4789 | 0.92491 | 1163.54
6.1124 | 7.7281 | 2.2963 | 7.0103 | 82.0262 | 14.0744 | 1.9617 | 19.598 | 22.7665 | 40.2141 | 198.628 | 21.9043 | 1.4422 | 981.755
9.5338 | 12.4998 | 2.1845 | 7.1743 | 55.5407 | 5.6618 | 2.2696 | 17.6846 | 20.9417 | 24.1212 | 224.701 | 11.5069 | 1.9581 | 733.026
19.0096 | 10.6225 | 2.024 | 8.0861 | 125.357 | 14.3583 | 1.9798 | 10.6114 | 13.0456 | 7.5038 | 146.488 | 15.0369 | 1.2679 | 1001.82
10.4768 | 7.2387 | 1.7589 | 5.8233 | 79.507 | 8.5476 | 1.5976 | 8.0143 | 19.796 | 37.1478 | 125.865 | 8.1677 | 1.7987 | 1039.35
7.3745 | 9.4492 | 1.9519 | 9.9864 | 98.4176 | 6.2946 | 1.5237 | 14.7729 | 2.062 | 6.6607 | 254.269 | 17.6294 | 1.6746 | 904.531
18.6033 | 7.7976 | 2.5156 | 7.9973 | 121.521 | 7.0743 | 3.254 | 16.6118 | 14.1932 | 34.3467 | 140.197 | 16.6683 | 1.3205 | 963.14
13.8641 | 13.3587 | 1.1621 | 6.0704 | 132.46 | 12.9977 | 1.7388 | 8.1042 | 28.855 | 3.5882 | 233.195 | 16.9984 | 1.9174 | 711.881
11.0465 | 5.5107 | 2.6695 | 10.1904 | 121.142 | 6.4493 | 3.0612 | 18.7316 | 14.6629 | 22.6703 | 159.361 | 13.3192 | 0.54153 | 1189.56
16.2494 | 9.3859 | 1.7115 | 9.2104 | 88.8918 | 13.1275 | 1.069 | 15.5941 | 25.4763 | 20.0371 | 93.7628 | 19.7085 | 1.7257 | 751.612
8.2246 | 6.2719 | 1.7253 | 7.8215 | 78.47 | 14.0913 | 2.3253 | 13.5779 | 4.3894 | 27.4456 | 218.546 | 11.7248 | 1.8307 | 1199.44
15.475 | 5.7844 | 1.8916 | 10.11 | 56.8199 | 14.6425 | 2.6406 | 8.7299 | 26.857 | 11.8754 | 197.633 | 10.0798 | 1.8475 | 1048.69
17.7039 | 6.5096 | 2.243 | 9.5253 | 66.2927 | 12.7628 | 1.6423 | 13.5129 | 28.763 | 23.8961 | 285.518 | 8.5227 | 0.57851 | 756.222
13.3216 | 18.3538 | 2.7147 | 10.8203 | 144.012 | 11.5115 | 2.9856 | 19.7171 | 17.4204 | 36.7016 | 176.144 | 17.0595 | 0.55022 | 987.135
18.2909 | 5.0037 | 2.2042 | 5.6029 | 87.2985 | 7.4507 | 1.4887 | 19.4964 | 16.773 | 47.2903 | 136.329 | 20.9538 | 1.3365 | 984.052
19.2369 | 17.4269 | 2.609 | 6.6435 | 98.3695 | 14.8573 | 2.3893 | 13.7029 | 10.0317 | 49.2297 | 60.0841 | 22.6047 | 0.57624 | 883.24
9.9077 | 11.1463 | 1.477 | 5.6948 | 111.225 | 11.9097 | 1.868 | 17.641 | 17.2627 | 22.3938 | 106.453 | 19.0273 | 0.89644 | 858.991
19.9118 | 16.3667 | 2.284 | 5.7085 | 89.2093 | 11.1388 | 2.2242 | 18.8971 | 12.5787 | 39.8958 | 278.339 | 19.3987 | 1.1774 | 742.002
6.7173 | 18.6714 | 1.828 | 8.637 | 113.499 | 7.2093 | 1.7505 | 11.7415 | 10.4509 | 41.4629 | 128.243 | 9.5205 | 1.9548 | 854.075
12.2442 | 18.9088 | 1.1489 | 9.462 | 92.2382 | 14.4786 | 2.0978 | 11.0952 | 11.9597 | 11.3591 | 213.52 | 7.1952 | 0.97417 | 1172.74
15.6512 | 7.1318 | 1.6829 | 8.483 | 86.5031 | 9.7788 | 3.0668 | 12.6716 | 12.6969 | 45.8154 | 190.311 | 14.7507 | 1.8431 | 702.602
6.4664 | 9.0555 | 2.0445 | 6.085 | 55.7446 | 5.5258 | 3.6488 | 7.6689 | 24.7018 | 32.9474 | 120.013 | 8.8549 | 1.4232 | 741.654
13.7057 | 7.0694 | 2.9563 | 6.7886 | 61.6261 | 13.1196 | 2.0666 | 18.247 | 16.7867 | 25.3201 | 62.4964 | 11.1546 | 0.76974 | 946.178
19.5793 | 17.0011 | 1.4284 | 10.2402 | 67.4065 | 6.6775 | 3.4381 | 13.0446 | 5.3094 | 34.8856 | 273.988 | 20.6347 | 1.8917 | 1037.56
12.9089 | 17.3052 | 2.1119 | 10.3914 | 123.426 | 11.6611 | 1.9401 | 11.1904 | 4.5755 | 18.2832 | 184.702 | 12.5534 | 1.4178 | 792.929
10.6068 | 14.2398 | 2.848 | 9.6548 | 138.964 | 9.2407 | 2.6048 | 14.5496 | 6.0317 | 10.4824 | 290.82 | 7.6799 | 0.90477 | 937.577
14.1037 | 19.3995 | 2.3811 | 6.5236 | 58.4064 | 14.6261 | 1.1109 | 18.5734 | 10.1976 | 21.1758 | 98.0764 | 15.4911 | 1.5035 | 1017.92
6.653 | 6.3647 | 1.4442 | 5.7426 | 115.332 | 7.2473 | 1.0107 | 19.0142 | 16.2715 | 41.2843 | 270.985 | 9.7192 | 1.8842 | 1056.08
9.0441 | 13.3058 | 2.4907 | 10.2226 | 57.5311 | 12.6802 | 3.3387 | 18.4249 | 9.5732 | 12.9329 | 63.7551 | 21.2023 | 0.63772 | 956.243
16.6489 | 14.5053 | 2.8746 | 9.3798 | 58.1938 | 10.5222 | 1.2568 | 10.4014 | 23.6199 | 49.7959 | 143.896 | 20.0924 | 1.8755 | 1095.46
7.4386 | 12.9303 | 1.977 | 9.7629 | 149.139 | 14.2953 | 2.6537 | 19.1362 | 21.0678 | 17.6736 | 238.03 | 17.7914 | 1.4663 | 900.322
7.5479 | 10.8398 | 1.3915 | 7.9658 | 82.9347 | 6.5353 | 3.8017 | 16.1999 | 27.8984 | 8.8769 | 264.516 | 8.586 | 0.98468 | 1104.82
17.8958 | 12.5802 | 2.417 | 5.3916 | 97.934 | 14.2318 | 3.2824 | 12.2553 | 25.0876 | 13.912 | 138.822 | 24.8841 | 1.771 | 722.291
8.1282 | 15.6785 | 2.4879 | 9.3321 | 115.13 | 14.6897 | 2.6615 | 15.4641 | 26.5988 | 31.541 | 267.876 | 9.0629 | 1.1854 | 909.197
9.654 | 8.1228 | 2.6749 | 10.7229 | 144.888 | 8.8801 | 1.0345 | 5.2861 | 2.6976 | 15.2422 | 101.237 | 19.4812 | 1.3819 | 903.268
8.7318 | 12.0717 | 1.2319 | 8.2227 | 89.9382 | 14.1421 | 1.4428 | 9.9368 | 3.5989 | 41.9559 | 249.989 | 23.0017 | 0.70322 | 955.31
17.2586 | 13.0042 | 1.3179 | 9.8472 | 142.159 | 8.4352 | 1.2459 | 12.1846 | 16.9473 | 16.759 | 82.3601 | 14.1788 | 1.8073 | 893.485
7.8618 | 15.3048 | 1.8111 | 10.6182 | 145.945 | 6.7295 | 2.6182 | 18.5413 | 19.5229 | 21.7518 | 283.227 | 7.2449 | 1.5107 | 1157.68
17.3775 | 16.2147 | 2.8274 | 6.4934 | 146.938 | 12.7539 | 2.2845 | 9.6797 | 20.6729 | 28.1199 | 172.748 | 9.2439 | 0.93595 | 989.7
14.8724 | 12.7669 | 1.1941 | 5.5456 | 131.863 | 6.2792 | 3.4958 | 11.4325 | 27.4116 | 2.8901 | 162.579 | 22.1665 | 0.68067 | 826.184
14.8036 | 16.2973 | 1.2042 | 8.5604 | 117.709 | 5.8647 | 1.553 | 12.8545 | 17.8925 | 29.5769 | 181.414 | 19.9801 | 1.3926 | 1126.82
19.0676 | 18.5183 | 2.1999 | 5.1842 | 87.9796 | 12.2672 | 1.4291 | 18.0368 | 1.3189 | 26.3443 | 200.077 | 19.1126 | 1.3029 | 1045.37
9.7281 | 15.3414 | 2.8156 | 7.7147 | 80.4341 | 7.8734 | 1.049 | 14.2853 | 21.6279 | 20.8146 | 245.766 | 23.5463 | 0.80613 | 1136.58
17.2137 | 9.7297 | 2.93 | 5.344 | 97.2251 | 8.1897 | 2.9999 | 9.107 | 6.8533 | 17.2846 | 295.412 | 23.2245 | 0.67497 | 973.812
8.4825 | 5.165 | 2.0786 | 6.8779 | 93.8089 | 9.6284 | 2.0152 | 17.9946 | 8.485 | 5.0511 | 187.562 | 18.8186 | 1.3143 | 812.137
10.7892 | 8.5747 | 1.9353 | 7.4017 | 113.695 | 12.4631 | 2.7939 | 6.9118 | 8.386 | 22.9386 | 99.1587 | 10.188 | 1.1638 | 803.651
14.4841 | 11.6621 | 1.902 | 6.9207 | 134.474 | 7.5726 | 3.0185 | 8.4011 | 11.635 | 45.9062 | 206.982 | 10.6268 | 1.5006 | 942.303
13.7929 | 6.4623 | 2.7933 | 6.0362 | 53.7006 | 6.9393 | 1.4952 | 17.2591 | 17.6201 | 9.3471 | 49.8524 | 21.3661 | 1.4082 | 1187.63
17.5191 | 16.0606 | 1.414 | 9.0706 | 128.133 | 5.0036 | 1.203 | 16.2712 | 15.1353 | 13.1257 | 90.7707 | 20.7291 | 1.2544 | 871.542
18.0266 | 13.4498 | 1.5374 | 8.941 | 94.9594 | 8.3776 | 2.0256 | 9.8115 | 26.9513 | 45.0117 | 67.0156 | 23.4381 | 1.2472 | 713.19
10.9357 | 19.7502 | 2.7489 | 7.5485 | 71.3033 | 12.0693 | 2.9055 | 16.1557 | 2.7881 | 35.1809 | 130.68 | 16.6025 | 1.5345 | 708.363
17.9274 | 16.7865 | 1.2134 | 8.3485 | 110.266 | 14.2425 | 1.5118 | 11.966 | 15.6875 | 29.7432 | 237.421 | 23.8414 | 0.82876 | 730.724
7.6818 | 12.267 | 1.2715 | 8.904 | 99.4999 | 7.0001 | 2.7117 | 18.9707 | 27.0658 | 44.127 | 230.442 | 11.3441 | 0.51289 | 807.957
18.1461 | 10.2225 | 2.6634 | 10.4422 | 98.9962 | 7.3623 | 1.9931 | 11.846 | 26.2703 | 26.1561 | 262.468 | 24.9612 | 1.0375 | 1085.82
16.0313 | 8.4556 | 2.732 | 7.1318 | 80.0159 | 9.8232 | 1.6849 | 15.7775 | 13.8552 | 20.4381 | 286.824 | 11.0182 | 0.75356 | 798.584
15.7609 | 10.4841 | 2.5021 | 6.5388 | 70.7784 | 9.0654 | 2.208 | 10.1443 | 20.1634 | 18.014 | 164.221 | 22.6533 | 1.0822 | 906.29
17.039 | 18.5666 | 1.2849 | 10.7451 | 90.2888 | 14.9936 | 3.7618 | 12.463 | 28.1912 | 36.1641 | 216.571 | 14.5946 | 0.58503 | 1040.36
11.4763 | 9.9521 | 1.8633 | 9.5921 | 147.593 | 8.0986 | 3.6315 | 14.9028 | 3.8881 | 26.6276 | 229.234 | 22.7279 | 0.71583 | 1006.78
18.7468 | 16.4002 | 1.5307 | 9.0216 | 105.22 | 7.3495 | 1.5396 | 16.9444 | 3.2969 | 24.3856 | 174.487 | 7.6392 | 1.4859 | 1169.57
15.3475 | 19.5301 | 1.1541 | 9.5578 | 84.6483 | 10.9532 | 3.6149 | 12.6998 | 8.9919 | 32.6752 | 270.237 | 15.7179 | 1.9943 | 869.4
19.6974 | 6.1014 | 1.143 | 8.6824 | 85.614 | 9.3112 | 3.5146 | 8.4898 | 23.1521 | 43.6553 | 257.817 | 21.7383 | 1.6534 | 1165.74
5.1044 | 9.6678 | 1.0718 | 7.645 | 119.452 | 7.9542 | 1.5701 | 19.5304 | 15.3674 | 4.5751 | 203.57 | 15.0949 | 1.9924 | 1004.83
7.2214 | 5.3713 | 2.2115 | 7.3919 | 54.2173 | 8.2045 | 3.3274 | 15.6511 | 24.2458 | 17.5241 | 257.091 | 16.3471 | 1.2806 | 787.442
6.5065 | 6.7929 | 1.8417 | 6.0271 | 73.968 | 13.7937 | 1.3213 | 6.6114 | 7.2501 | 8.5689 | 52.0468 | 22.8531 | 0.87072 | 1059.06
12.9656 | 12.3832 | 1.2415 | 8.1566 | 95.2302 | 8.6991 | 2.3194 | 9.2829 | 12.1726 | 27.121 | 113.534 | 20.8222 | 1.2959 | 1103.36
6.2808 | 18.13 | 1.8826 | 6.1535 | 91.8996 | 7.9162 | 2.5766 | 17.8048 | 11.3145 | 12.7396 | 145.027 | 23.0994 | 1.9057 | 735.253
16.3506 | 18.4177 | 1.2555 | 8.9683 | 116.11 | 13.5864 | 2.9678 | 17.5711 | 24.4062 | 7.3176 | 259.139 | 18.7067 | 1.8625 | 1122.88
10.4081 | 12.6919 | 1.1263 | 9.1181 | 103.066 | 5.0828 | 2.8157 | 13.1831 | 2.3768 | 16.1068 | 141.714 | 23.9275 | 1.1074 | 1139.38
14.1411 | 19.9496 | 1.4553 | 9.1888 | 114.338 | 6.4201 | 1.8425 | 6.0669 | 25.671 | 3.0804 | 238.735 | 9.1379 | 1.434 | 1033.9
12.4923 | 8.9894 | 2.4691 | 6.2321 | 133.753 | 13.6075 | 3.2118 | 12.1018 | 28.4493 | 27.6406 | 114.61 | 14.4748 | 1.472 | 887.846
11.5254 | 8.9156 | 2.5595 | 8.597 | 90.6172 | 10.4496 | 3.2058 | 18.0916 | 26.3104 | 19.8685 | 298.659 | 20.7868 | 1.5592 | 866.942
6.4144 | 15.6003 | 2.7549 | 7.8629 | 102.081 | 8.4857 | 2.7223 | 5.5905 | 12.4606 | 5.7428 | 75.2783 | 20.0538 | 0.60179 | 773.709
5.0196 | 7.2965 | 1.3115 | 6.2821 | 146.696 | 14.5726 | 1.2389 | 19.4394 | 18.6557 | 25.6837 | 279.644 | 17.2461 | 0.95755 | 1021.88
9.9213 | 18.2517 | 2.9153 | 5.93 | 74.6021 | 11.2781 | 3.7864 | 7.3721 | 10.9116 | 41.1349 | 195.789 | 21.714 | 1.0513 | 849.941
9.7555 | 12.8658 | 1.1341 | 6.631 | 76.6941 | 9.4957 | 3.4267 | 8.7034 | 17.9459 | 33.0346 | 78.5646 | 14.2949 | 1.79 | 982.753
19.96 | 15.0867 | 1.3368 | 9.3061 | 143.146 | 12.1946 | 1.7066 | 16.3609 | 24.1794 | 22.0885 | 169.355 | 13.8982 | 0.88722 | 767.343
18.1221 | 5.2069 | 2.2253 | 6.8082 | 50.504 | 7.7683 | 2.7438 | 15.3374 | 14.8717 | 40.8032 | 296.974 | 15.7829 | 1.5678 | 825.472
12.8291 | 6.9775 | 2.175 | 7.6171 | 63.0354 | 8.9277 | 1.4779 | 11.5052 | 26.4507 | 28.8453 | 205.1 | 10.6519 | 1.1042 | 1195.85
10.1496 | 13.1258 | 1.7393 | 6.9641 | 123.658 | 11.5669 | 1.8338 | 18.4486 | 15.2244 | 42.7104 | 157.381 | 21.2916 | 0.87514 | 993.768
14.291 | 16.8481 | 2.0337 | 10.5035 | 54.5202 | 12.0887 | 3.5597 | 12.5417 | 29.7262 | 9.2228 | 222.054 | 14.906 | 1.4524 | 1191.24
16.8027 | 18.2654 | 1.5499 | 10.3642 | 79.0221 | 13.4056 | 3.3148 | 17.7437 | 17.0444 | 29.1283 | 223.569 | 16.4952 | 1.9466 | 1193.87
7.4918 | 9.772 | 2.2906 | 10.9349 | 125.903 | 13.3955 | 2.1974 | 16.0924 | 5.2427 | 7.0402 | 121.608 | 17.7344 | 1.0428 | 816.531
19.4411 | 19.287 | 2.8428 | 10.9034 | 130.745 | 8.9875 | 1.6747 | 10.2008 | 18.29 | 42.4994 | 260.804 | 12.5233 | 1.873 | 953.969
16.752 | 15.8415 | 1.7605 | 8.6542 | 52.734 | 5.2954 | 1.8937 | 8.2685 | 19.392 | 4.4724 | 87.6607 | 18.3981 | 0.55468 | 865.262
14.6049 | 12.336 | 2.368 | 6.1351 | 107.137 | 13.8177 | 3.1393 | 6.6551 | 18.4445 | 24.2943 | 229.014 | 7.0264 | 1.8562 | 920.185
7.9735 | 16.9435 | 2.2212 | 10.4723 | 67.1659 | 12.6367 | 3.8349 | 6.824 | 11.7685 | 6.0142 | 111.629 | 20.3601 | 1.7599 | 971.367
13.6843 | 17.4086 | 1.6744 | 5.8655 | 72.8863 | 6.3501 | 1.2664 | 17.1407 | 3.0439 | 33.3943 | 290.431 | 11.4381 | 0.68995 | 718.622
8.7978 | 16.7072 | 1.0396 | 5.0621 | 68.7827 | 10.3952 | 1.1897 | 14.3546 | 29.07 | 41.7672 | 131.344 | 17.6058 | 0.65093 | 725.557
16.4176 | 8.2849 | 1.3631 | 7.5244 | 108.937 | 10.6163 | 1.9981 | 8.9021 | 12.776 | 6.4537 | 166.283 | 18.0784 | 0.94004 | 991.573
11.4073 | 11.1164 | 2.1435 | 5.2815 | 128.98 | 9.7252 | 3.7187 | 18.8561 | 9.1592 | 39.1119 | 294.57 | 16.1095 | 1.9224 | 1132.92
10.065 | 10.7157 | 2.9654 | 6.3352 | 65.4546 | 12.5808 | 1.1797 | 9.9883 | 14.9706 | 46.1489 | 193.799 | 24.1596 | 1.6234 | 1152.01
16.5436 | 17.4903 | 1.5243 | 10.1236 | 140.57 | 10.658 | 2.9389 | 18.154 | 29.5185 | 34.2087 | 272.423 | 9.861 | 0.75165 | 784.373
12.2739 | 19.0959 | 2.7108 | 5.2203 | 57.8818 | 11.7012 | 2.6282 | 11.6813 | 22.0989 | 48.8285 | 220.642 | 21.4734 | 0.88372 | 934.713
11.6088 | 12.8359 | 1.9217 | 6.902 | 61.0959 | 8.8384 | 3.9534 | 11.6385 | 12.9257 | 33.6804 | 91.5933 | 15.3228 | 1.0705 | 1154.15
17.166 | 13.2336 | 1.5836 | 6.5643 | 118.889 | 13.7285 | 3.1146 | 13.3088 | 5.8759 | 6.161 | 179.829 | 23.6835 | 1.7418 | 720.448
11.1691 | 9.37 | 2.0839 | 10.525 | 64.7511 | 11.3929 | 3.5409 | 14.9617 | 24.0153 | 31.7442 | 122.273 | 22.2742 | 1.6841 | 777.371
16.6273 | 6.0349 | 1.69 | 5.9643 | 77.8704 | 12.5524 | 3.7012 | 11.9256 | 23.9424 | 46.8652 | 243.358 | 24.0287 | 0.64783 | 996.281
6.7937 | 12.6365 | 1.4846 | 5.2112 | 103.374 | 9.0254 | 2.8293 | 9.7289 | 12.1014 | 40.5368 | 275.985 | 11.7815 | 0.73738 | 753.636
13.4765 | 14.2918 | 1.9578 | 7.4784 | 111.701 | 12.6579 | 3.8779 | 13.2282 | 25.3414 | 12.2027 | 188.481 | 15.9813 | 1.5761 | 873.061
12.6039 | 13.9549 | 2.1127 | 5.3672 | 104.059 | 14.7896 | 2.5407 | 9.3836 | 23.8116 | 3.5112 | 171.109 | 23.3626 | 1.114 | 1042.83
6.8252 | 14.3974 | 2.3666 | 10.4669 | 106.769 | 13.4807 | 3.3698 | 8.5654 | 14.0107 | 43.4146 | 201.124 | 10.8992 | 0.76318 | 1142.27
10.8353 | 10.9909 | 1.0517 | 10.6515 | 62.7406 | 13.6457 | 3.241 | 9.5112 | 13.7496 | 5.5982 | 243.609 | 23.7487 | 0.8388 | 800.392
16.8918 | 15.4563 | 2.7649 | 9.6642 | 116.573 | 10.5696 | 3.5698 | 14.3685 | 7.856 | 4.0275 | 265.554 | 12.2383 | 0.63876 | 789.88
8.0073 | 7.6728 | 2.5793 | 7.9406 | 141.655 | 14.8008 | 1.8826 | 12.7912 | 18.5998 | 18.1462 | 148.034 | 24.4149 | 0.94752 | 1185.18
19.8798 | 17.7083 | 1.0892 | 5.8413 | 108.095 | 10.7908 | 1.0428 | 8.47 | 18.9506 | 19.7749 | 202.859 | 15.2075 | 0.99312 | 1179.57
13.5981 | 13.6887 | 2.3413 | 5.4285 | 72.3491 | 8.0369 | 2.5112 | 10.6939 | 27.5302 | 16.2908 | 95.4163 | 8.0979 | 0.81834 | 888.313
10.6999 | 9.2028 | 2.0092 | 8.7444 | 51.829 | 13.0389 | 3.899 | 5.2364 | 23.3236 | 35.9642 | 142.785 | 12.2138 | 1.6186 | 941.513
11.8871 | 11.3575 | 1.3265 | 7.4508 | 117.242 | 8.1519 | 2.8655 | 6.771 | 13.092 | 2.1464 | 275.043 | 20.9722 | 1.2614 | 769.053
15.6173 | 8.0738 | 2.3456 | 7.2918 | 59.2686 | 5.1605 | 2.2784 | 13.3493 | 21.8852 | 30.5409 | 284.536 | 21.5329 | 1.0961 | 1072.8
17.5997 | 6.7332 | 2.8943 | 8.8818 | 107.78 | 10.9601 | 1.6181 | 8.858 | 19.0756 | 9.6058 | 152.529 | 7.461 | 1.628 | 899.954
11.1169 | 14.0014 | 1.5891 | 10.317 | 70.2652 | 14.1977 | 2.3494 | 15.2439 | 5.0009 | 48.5782 | 178.789 | 19.7576 | 0.89169 | 845.617
5.7154 | 17.9095 | 2.8028 | 6.9837 | 127.351 | 9.8558 | 2.0383 | 5.5186 | 29.953 | 44.5818 | 175.563 | 9.4333 | 0.73362 | 1177.26
12.7699 | 7.3522 | 2.3073 | 9.995 | 51.4889 | 11.2116 | 3.394 | 14.0613 | 25.3961 | 10.7861 | 210.228 | 23.967 | 0.8498 | 1106.74
13.3742 | 8.3278 | 1.1147 | 9.2363 | 61.4336 | 7.6214 | 1.1078 | 16.4518 | 22.6005 | 49.8356 | 135.168 | 10.7644 | 1.2025 | 995.106
13.5643 | 19.8691 | 1.9753 | 7.7599 | 52.0082 | 9.941 | 2.7292 | 18.7452 | 5.1464 | 23.3863 | 116.022 | 24.5137 | 1.0595 | 744.271
14.9598 | 9.5441 | 1.3817 | 10.7741 | 93.2341 | 6.0102 | 3.3631 | 6.372 | 23.2229 | 25.7884 | 183.071 | 9.0165 | 0.6046 | 748.26
12.7076 | 8.6544 | 1.8201 | 7.0677 | 120.311 | 5.8804 | 3.1714 | 13.0259 | 15.5337 | 19.4215 | 115.608 | 22.3822 | 1.825 | 1112.91